## Cover sheet
Cover sheet
Document | Power and heat plant analysis
Version # | 2.03
Country | 0
Year data | 0
Date | 2013-12-02
Author | Stijn Dellaert
Organisation | Quintel Intelligence
Legend
Cells | Intermediate (calculation)
Result
Manual input
Reference to manual input or data input
Sheet | Introductory
Dashboard
Research data
Sources
Results
Main calculations
Additional calculations
Output to csv
Comments

## Changelog
Changelog
Date | Changes | Version
2013-07-15 | Created this document | 0.1
2013-07-15 | Joined Power plant analysis | 0.2
2013-07-16 | Created results | 0.3
2013-07-17 | Added solar csp, created Delta energy balance, completed Dashboard | 0.4
2013-07-25 | Applied comments AW | 0.5
2013-07-29 | Added green gas analysis | 0.6
2013-07-30 | Added solar PV in Residential and C&P services sectors | 0.7
2013-08-06 | Improved lay-out | 0.8
2013-08-13 | Remove energy_distribution_waste_child_share (WT) | 0.9
2013-08-14 | Renamed energy balance | 1
2013-08-19 | review by RD | 1.01
2013-08-21 | added buttonns on Dashboard | 1.02
2013-08-22 | Add full load hours of heat plants to Technical specs, show them on Dashboard and Result by machine, export them using the central_producers csv | 1.03
2013-08-27 | Changed PJ to TJ | 1.04
2013-08-29 | Removed _rdr suffix from new power plants | 1.05
2013-08-29 | Fixed solar pv production (PJ/TJ) | 1.06
2013-09-02 | Added check for import production table' to dashboard | 1.07
2013-09-06 | Added installed capacity and fuel consumption feedback to dashbord. Improved 'all assumptions filled' check | 1.08
September 10, 2013 | Added automatic import of sold_heat_deficit from PP_HP analysis | 1.09
2013-09-16 | removed stored data from tech specs sheet | -
2013-09-18 | improved Dashboard. Clear checks that are not relying on cell formatting options. Moving the dashboard feedback for fuel inputs and installed capacities to a more useful place. | 1.1
| changed the position of Co-firing coal plant in dashboard (full load hours section) | 1.11
2013-10-14 | added check for negative machine demands to dashboard (cell K75) | 1.12
2013-10-16 | Improving Dashboard. Now also displaying coal use in co-firing units | 2
2013-10-30 | Fixing +- sign on sheet Main activity power plants, cell D45 | 2.01
2013-11-22 | added solar_PV in households and services to 'results by machine' sheet | 2.02
2013-12-02 | improved checks on Results by fuel sheet | 2.03

## Contents
Contents
Sheet | Description
Cover sheet | Information about this document and a legend to sheet and cell formatting
Changelog | A documentation of the changes to this analysis
Contents | An index with description of all the sheets in this analysis
Introduction | A short introduction to this analysis and the Energytransition model (ETM)
Dataflow | A visualization of the data flow of the heat and power plant analysis
Assumptions | A description of the modeling and country-specific assumptions for this analysis
Dashboard | On the dashboard, the country-specific assumptions can be changed manually. It also shows the most important checks
Corrected energy balance step 1 | Input data for this analysis. The corrected extensive energy balance that was created by the CHP analysis
IEA autoproducer prod. | Input data to this analysis "Net electricity and heat production by autoproducer table" by IEA.
Production table step1 | Input data for this analysis. The demands and full load hours of CHPs, created by the CHP analysis
Technical specs | Input data for this analysis. The technical specifications of the power and heat units
Results by fuel | An overview of inputs and outputs of the heat and power plants by fuel. This sheet also checks against IEA statistics.
Results by machine | An overview of heat and power plant inputs and outputs by plant type
Delta energy balance | On this page, the differences between the corrected energy balance step1 and 2 are shown.
Corrected energy balance step2 | Result of this analysis. The second version of the full corrected energy balance
CEB allocation | Calculation of allocation vectors to split fuels into subfuels for the heat and power plants
Main activity power plants | Calculation of the inputs and outputs of power plants
Main activity heat plants | Calculation of the inputs and outputs of heat plants
Co-fueling shares | Calculation of the fuel shares in co-fueling heat and power plants
PV solar | On this sheet, the electricity production by solar PV panels in the Residential and Commercial and public services sectors are calculated
Fuel aggregation PP | An aggregation of energy balance fuel carriers for power plants
Fuel aggregation HP | An aggregation of energy balance fuel carriers for heat plants
csv_corrected_energy_balance_2 | Output data from this analysis. The corrected energy balance v2 in a format that can be easily saved as a .csv file, which is the ouput format of this analysis for the ETM
csv_ce_production_table_2 | Output data from this analysis. The demands of all heat, power and CHP unitsin a format that can be easily saved as a .csv file

## Introduction
Introduction
This analysis
This analysis is tailored to be useful for the Quintel Energytransitionmodel (ETM) and fit the available model structure while remaining as close as possible to the available data. The goal of this analysis is to determine the fuel inputs and the heat and power production from main activity power and heat plants. The analysis uses an energy balance that has been 'corrected' by the CHP analysis from the previous analysis step and technical specifications for heat and power plants in the ETM. Also, the input of a limited range of assumptions by the user are needed on the dashboard. This analysis creates a further corrected energy balance (step2) with changes to the fuel use under the conversions part of the energy balance in order to reflect the fuel use of ETM power and heat plants. This corrected energy balance is used by all subsequent analysis steps.
Steps to perform the analysis
0. The macros in this document only work if you opened it using the 'analysis_manager.xlsm' and if you enabled macros.
1. On the 'Dashboard' worksheet use the macro button to import the relevant data (the data for the light green worksheets an some values for the 'Dashboard' sheet)
2. Look over all the assumptions and checks on the Assumptions page and the Dashboard. Consult the documentation for additional information.
4. Fill in the (country-specific) assumptions on the Dashboard using reliable sources and expert knowledge. Please document your sources.
5. Keep in mind the checks on the Dashboard. If a check fails, try to understand what goes wrong and adjust your assumptions as long as you feel it is still realistic
6. You can look at the 'Results by fuel' and the 'Results by machine' sheets for a more extensive view of the results of this analysis
7. The corrected energy balance v1, country specific assumptions and related sources are the only places where input is needed and possible. All other cells should not be altered
8. If you encounter other problems please contact Quintel Intelligence (info@quintel.com)
The Energytransition model
In this analysis, statistical and technical research data are used to create a dataset that can be used as input to the Energytransition Model (ETM) by Quintel. In short, the energytransition model (ETM) is a calculation engine with a front-end interface that is free to be used by private, commercial and public users. The engine exists of a collection of 'converters' that are linked together to approach the structure of an energy system at the country level. It includes for example import, export, electricity and heat production, final demand sectors and useful demand applications. Every converter has technical and economical specifications that were determined from scientific and technical literature. The model's initial configuration is mostly based on 2010 statistical data. Useful demand of energy applications is gathered from other sources. By moving sliders in a front end dashboard, representing energy use, energy production or socio-economical parameters, the calculation engine determines the results from these actions in a future scenario and communicates them to the user.

## Dataflow
Power and heat plant analysis data flow
Notes
A visualization of the dataflow in this analysis. The background colours are similar to the sheet colours in this analysis. The arrow colours have no meaning.
| Analysis inputs | Analysis calculations | Analysis ouputs
Calculations
Calculation inputs/outputs per plant type
Input Data for ETM
Results
Assumptions
Sources
Research data
Corrected energy balance step 1
Input Data for further analyses
CSV demands
Corrected energy balance step 2
Allocation factors for fixed balance
Sold heat deficit CHPs
Technical specifications
Other sources (e.g. CBS)
Main activity heat plants
Calculation of co-fueling shares
CSV Corrected energy balance step 2
Remaining heat production
Overview of results per machine type
Fuel aggregation for heat plants
Overview of results by fuel
Fuel aggregation for power plants
Main activity power plants
Dashboard
Checks
Production shares electricity plants
Electricity plants ful load hours
CHP demands

## Assumptions
Assumptions
Notes
On this page, a description of the assumptions for this analysis is given. There are two types of assumptions, Modeling assumptions and Country specific assumptions. The modeling assumptions form the structure or framework to be able to do this analysis. They are the same for every country. The country specific assumptions must be entered by the researcher on the Dashboard page and are used to correctly adjust the calculations to the specific country. The fuels table gives an overview of how the ETM fuel carriers correspond with the IEA fuel carriers.
Modeling assumptions
Type | Assumption | Comment
General
| The ETM uses fixed specifications (efficiencies) for a variety of heat and power plants. This analysis tries to match these plant types to the energy statistics | These are both state-of-the-art heat and power plants and less efficient 'conventional' ones. The specs are the result of a source analysis
This analysis uses the 'corrected energy balance step1', which was an output of the CHP plant analysis.
| This analysis output the 'corrected energy balance step2'. In this energy balance, the fuel input for conversions in heat and power plants are corrected to reflect the fuel use in the ETM. | The creation of this corrected energy balance allows Quintel to check how close the analysis results stay to the statistics and to use the corrected energy balance directly for initializing the ETM.
The resulting fuel inputs for power and heat plants per fuel are divided over subfuels in the same ratio as the input according to original statistics
While the IEA reports the carrier "biogas", the ETM heat and power plants can only burn greengas injected into the gas network.
Main activity power plants
| The fuel input to power plants is calculated using their efficiencies and power production. | For the ETM, producing the correct amount of electricity is more important than exactly reproducing transformation losses or heat production. The reason is that electricity production is also the most accurately measured for statistics.
| The production by autoproducer electricity plants is added to the production of main activity power plants (except for autoproduced Solar pv) | The ETM only has main activity power plants, i.e. plants that are owned by energy companies, rather than autoproducing third parties.
| Electricity prodution by biofuels is realised by wood pellets instead | The ETM at present has no power plant that can burn biofuels
Electricity production by 'Other fuels' is realised by natural gas instead
Solar CSP is estimated as a share of the "solar photovoltaicts" carrier in the IEA energy balance
Main activity heat plants
| All heat reported here is sold heat | The IEA statistics only report sold heat
A deficit in sold heat production in the CHP analysis is communicated to this analysis. This heat is produced by main activity heat plants instead.
| The fuel input to heat plants is calculated using their efficiencies and heat production. | For the ETM, producing the correct amount of heat is the more important than exactly reproducing the fuel inputs to these conversions.
| The production by autoproducerheat plants is added to the production of main activity heat plants | The ETM only uses main activity (owned by energy companies) heat plants for producing sold heat.
All full load hours of heat plants are globally fixed.
Country specific assumptions
Type | Assumption | Proposed source
General
| The CHP heat production deficit. This heat must be produced by main activity heat plants. | This data should be acquired from the CHP analysis for the same year and country.
Main activity power plants
| The production shares of the different power plant technologies within their respective fuel category (e.g. which percentage of power production by gas takes place in combined cycle plants?) | Should be estimated by an expert, based on national data
| The full load hours of main activity power plants | Should be estimated by an expert, based on national data and plant's position in merit order
Main activity heat plants
| The full load hours of main activity heat plants | Should be estimated by an expert, based on national data
Fuels
ETM carriers | IEA carriers
Coal | Hard coal (if no detail)
Brown coal (if no detail)
Anthracite
Coking coal
Other bituminous coal
Sub-bituminous coal
Peat
Patent fuel
Coke oven coke
Gas coke
Coal tar
BKB/peat briquettes
Gas works gas
Coke oven gas
Blast furnace gas
Other recovered gases
Lignite | Lignite
Natural gas | Natural gas
Oil | Crude/NGL/feedstocks (if no detail)
Crude oil
Natural gas liquids
Refinery feedstocks
Additives/blending components
Other hydrocarbons
Refinery gas
Ethane
Liquefied petroleum gases (LPG)
Motor gasoline
Aviation gasoline
Gasoline type jet fuel
Kerosene type jet fuel
Other Kerosene
(for heat plants) | Gas/diesel oil
Fuel oil
Naphtha
White spirit & SBP
Lubricants
Bitumen
Paraffin waxes
Petroleum coke
Non-specified oil products
Diesel (only power plants) | Gas/diesel oil
Biogenic waste | Municipal waste (renewable)
Non biogenic waste | Industrial waste
Municipal waste (non-renewable)
Biogas (or sometimes green gas) | Biogases
Biofuels | Biogasoline
Biodiesels
Other liquid biofuels
Wood pellets | Primary solid biofuels
Non-specified primary biofuels and waste
Nuclear | Nuclear
Wind | Wind
Hydro | Hydro
Geothermal | Geothermal
Solar PV | Solar photovoltaics
Solar CSP
Constants
kWh to MJ conversion (MJ/kWh) | 3.6 | kWh_MJ_conversion

## Dashboard
Dashboard
Automatically import/export analysis data
Notes
On this page the country specific assumptions must be entered. Include the source of the data when applicable. This is the only manual input that is needed from data analysts. The checks on the right show immediately if there are any inconsistensies between the data and assumptions. A green check means that everything is OK. An orange check means that the result is not ideal, but these issues are not critical: the analysis can still be used. A red check means that there is a critical issue that must be addressed before the results can be used. If a check fails, please read behind the check what you can do to solve it. For each fuel type, the Production shares of the various power plant technologies allow you to 'fine-tune' the fuel use for power production, so electricity production matches the energy balance. The 'full load hours' (FLH) for each plant type impact their installed capacities after production shares have been set. The installed capacities will in turn impact calculations in the ETM of power production costs and the security of power supply (Loss of Load probability).
Assumptions | [5 empty] | Checks
Sector | Assumption | Unit | Value | Name | Source | Check | Status | If a check is red or orange, please follow these instructions | Key | Critical Check
General | [5 empty] | All critical checks correct | FALSE | Please address all critical checks (red) before continuing
| Country |  |  | country |  |  |  |  | country
| The base year for this analysis | year |  | base_year |  | Filled out all assumptions | FALSE | Please fill in all assumptions | base_year | 0
| Sold heat production deficit from CHP analysis | TJ |  |  | CHP analysis | Filled out all full load hours | FALSE | Please fill in all full load hours (even if a plant is not used, it needs at least a dummy value) |  | 0
Production shares
| Electricity Production by coal plants (incl. co-fired wood pellets), which is generated by: | TJ | 0 |  | corrected IEA energy balance | All shares are non-negative numbers | TRUE |  |  | 1
| Coal/Wood pellets Ultra supercritical co-firing | Share | #DIV/0! |  | corrected IEA energy balance | Coal input into coal plants matches the fuel input indicated by IEA (±1%) | #DIV/0! | #DIV/0!
| Coal Ultra supercritical | Share |  |  |  | Coal input into coal plants matches the fuel input indicated by IEA (±1%) | #DIV/0! | #DIV/0! | pp_share_coal_us
| Coal Ultra supercritical CCS | Share | [6 empty] | pp_share_coal_us_ccs
| Coal Combined cycle | Share | [6 empty] | pp_share_coal_cc
| Coal Combined cycle CCS | Share | [6 empty] | pp_share_coal_cc_ccs
| Coal Supercritical | Share | #DIV/0! |  | completes the share to 100%
| Fuel input into coal-firing plants (incl. co-fired wood pellets) | TJ | #DIV/0! |  | Result
| Electricity Production by lignite plants | TJ | 0 |  | corrected IEA energy balance | Production of lignite power plants add up to 100% | 0% | Make sure the production shares add up to 100% |  | 0
| Lignite Ultra supercritical | Share | [6 empty] | pp_share_lignite_us
| Lignite Ultra supercritical oxyfuel CCS | Share | [6 empty] | pp_share_lignite_us_ccs
| Fuel input into lignite-firing plants | TJ | #DIV/0! |  | Result
| Electricity Production by gas plants (network gas) | TJ | 0 |  | corrected IEA energy balance | Production of gas power plants add up to 100% | 0 | Make sure the production shares add up to 100% |  | 0
| Gas Turbine | Share |  |  |  | Gas input into gas plants matches the fuel input indicated by IEA (±1%) | #DIV/0! | #DIV/0! | pp_share_gas_turbine
| Gas Combined cycle | Share |  |  |  | Gas input into gas plants matches the fuel input indicated by IEA (±1%) | #DIV/0! | #DIV/0! | pp_share_gas_cc
| Gas Combined cycle CCS | Share | [6 empty] | pp_share_gas_cc_ccs
| Gas Ultra supercritical | Share | [6 empty] | pp_share_gas_us
| Fuel input into gas-firing plants | TJ | #DIV/0! |  | Result
| Electricity Production by nuclear plants | TJ | 0 |  | corrected IEA energy balance | Production of nuclear power plants add up to 100% | 0% | Make sure the production shares add up to 100% |  | 0
| Nuclear 2nd gen | Share |  |  |  | Fuel input into nuclear plants matches the fuel input indicated by IEA (±5%) | #DIV/0! | #DIV/0! | pp_share_nuclear_2
| Nuclear 3rd gen | Share |  |  |  | Fuel input into nuclear plants matches the fuel input indicated by IEA (±5%) | #DIV/0! | #DIV/0! | pp_share_nuclear_3
| Fuel input into nuclear plants | TJ | #DIV/0! |  | Result
| Electricity Production by hydro power plants | TJ | 0 |  |  | Production of hydro power plants add up to 100% | 0% | Make sure the production shares add up to 100% |  | 0
| Hydro river | Share | [6 empty] | pp_share_hydro_river
| Hydro mountain | Share | [6 empty] | pp_share_hydro_mountain
| Electricity Production by solar power (main activity only, excluding solar PV in sectors) | TJ | 0 |  |  | Production of solar power add up to 100% | 0% | Make sure the production shares add up to 100% |  | 0
| Large scale solar PV | Share | [6 empty] | pp_share_solar_pv
| Large scale solar CSP | Share | [6 empty] | pp_share_solar_csp
| Electricity Production by wind turbines | TJ | 0 |  |  | Production of wind turbines add up to 100% | 0 | Make sure the production shares add up to 100% |  | 0
| Wind turbine coastal | Share | [6 empty] | pp_share_wind_coastal
| Wind turbine offshore | Share | [6 empty] | pp_share_wind_offshore
| Wind turbine inland | Share | [6 empty] | pp_share_wind_inland
Results
[6 empty] | Total electricity production matches the indicated electricity production | #DIV/0! | #DIV/0! |  | #DIV/0!
[6 empty] | Total (sold) heat production matches the indicated heat production | TRUE |  |  | 1
[6 empty] | All power producers have positive energy demands | TRUE |  |  | 1
[6 empty] | Total fuel input to power plants matches the indicated fuel input (±5%) | #DIV/0! | #DIV/0!
[6 empty] | Total fuel input to heat plants matches the indicated fuel input (±5%) | #DIV/0! | #DIV/0!
Power plants full load hours | [5 empty] | The overview table below provides feedback on the installed power plant capacity per carrier. You can directly influnce these figures by changing the full load hours of the respective plants.
| Coal/Wood pellets Ultra supercritical co-firing | hours/yr | [6 empty] | pp_flh_coal_us_co
| Coal Supercritical | hours/yr | [6 empty] | pp_flh_coal_supercritical
| Coal Ultra supercritical | hours/yr |  |  |  | Total installed capacity, per carrier | MW |  | pp_flh_coal_us
| Coal Ultra supercritical CCS | hours/yr |  |  |  | Coal, including co-firing | #DIV/0! |  | pp_flh_coal_us_ccs
| Coal Combined cycle | hours/yr |  |  |  | Lignite | #DIV/0! |  | pp_flh_coal_cc
| Coal Combined cycle CCS | hours/yr |  |  |  | Gas | #DIV/0! |  | pp_flh_coal_cc_ccs
[6 empty] | Nuclear | #DIV/0!
| Lignite Ultra supercritical | hours/yr |  |  |  | Hydro | #DIV/0! |  | pp_flh_lignite_us
| Lignite Ultra supercritical oxyfuel CCS | hours/yr |  |  |  | Solar PV | #DIV/0! |  | pp_flh_lignite_us_ccs
[6 empty] | Concentrated solar power | #DIV/0!
| Gas Turbine | hours/yr |  |  |  | Wind | #DIV/0! |  | pp_flh_gas_turbine
| Gas Combined cycle | hours/yr |  |  |  | Oil Ultra supercritical | #DIV/0! |  | pp_flh_gas_cc
| Gas Combined cycle CCS | hours/yr |  |  |  | Diesel Engine | #DIV/0! |  | pp_flh_gas_cc_ccs
| Gas Ultra supercritical | hours/yr |  |  |  | Waste Supercritical | #DIV/0! |  | pp_flh_gas_us
[6 empty] | Geothermal | #DIV/0!
| Nuclear 2nd gen | hours/yr | [6 empty] | pp_flh_nuclear_2
| Nuclear 3rd gen | hours/yr | [6 empty] | pp_flh_nuclear_3
| Hydro river | hours/yr | [6 empty] | pp_flh_hydro_river
| Hydro mountain | hours/yr | [6 empty] | pp_flh_hydro_mountain
| Solar PV, large scale, main activity | hours/yr | [6 empty] | pp_flh_solar_pv
| Solar PV in household sector | hours/yr | [6 empty] | pp_flh_residential_solar_pv
| Solar PV in services sector | hours/yr | [6 empty] | pp_flh_caps_solar_pv
| Concentrated solar power, main activity | hours/yr | [6 empty] | pp_flh_solar_csp
| Wind turbine coastal | hours/yr | [6 empty] | pp_flh_wind_coastal
| Wind turbine offshore | hours/yr | [6 empty] | pp_flh_wind_offshore
| Wind turbine inland | hours/yr | [6 empty] | pp_flh_wind_inland
| Oil Ultra supercritical | hours/yr | [6 empty] | pp_flh_oil_us
| Diesel Engine | hours/yr | [6 empty] | pp_flh_diesel
| Waste Supercritical | hours/yr | [6 empty] | pp_flh_waste
| Geothermal | hours/yr | [6 empty] | pp_flh_geothermal
Heat plants full load hours
| Coal heater | hours/yr | 2190 |  | globally fixed assumption
| Lignite heater | hours/yr | 2190 |  | globally fixed assumption
| Gas heater | hours/yr | 2190 |  | globally fixed assumption
| Oil heater | hours/yr | 2190 |  | globally fixed assumption
| waste heater | hours/yr | 2190 |  | globally fixed assumption
| Wood pellets heater | hours/yr | 2190 |  | globally fixed assumption
| Geothermal | hours/yr | 3672 |  | globally fixed assumption
export to 'data/…/ouput' folder
import data
optional: Load different dashboard values

## Corrected energy balance step 1
Corrected energy balance step 1
Notes
Please paste (as values) the corrected energy balance v1, the result from the CHP analysis, for your country in the table below. This data will be used in the analysis. If non-numerical data is present in the table, the cell will become yellow as a warning. Values are in TeraJoule.
PRODUCT | Hard coal (if no detail) | Brown coal (if no detail) | Anthracite | Coking coal | Other bituminous coal | Sub-bituminous coal | Lignite | Patent fuel | Coke oven coke | Gas coke | Coal tar | BKB/peat briquettes | Gas works gas | Coke oven gas | Blast furnace gas | Other recovered gases | Peat | Natural Gas | Crude/NGL/feedstocks (if no detail) | Crude oil | Natural gas liquids | Refinery feedstocks | Additives/blending components | Other hydrocarbons | Refinery gas | Ethane | Liquefied petroleum gases (LPG) | Motor gasoline | Aviation gasoline | Gasoline type jet fuel | Kerosene type jet fuel | Other Kerosene | Gas/diesel oil | Fuel oil | Naphtha | White spirit & SBP | Lubricants | Bitumen | Paraffin waxes | Petroleum coke | Non-specified oil products | Industrial waste | Municipal waste (renewable) | Municipal waste (non-renewable) | Primary solid biofuels | Biogases | Biogasoline | Biodiesels | Other liquid biofuels | Non-specified primary biofuels and waste | Charcoal | Elec/heat output from non-specified manufactured gases | Heat output from non-specified combustible fuels | Nuclear | Hydro | Geothermal | Solar photovoltaics | Solar thermal | Tide, wave and ocean | Wind | Other sources | Electricity | Heat | Total | Memo: Renewables
FLOW (TJ)
Production
Imports
Exports
International marine bunkers
International aviation bunkers
Stock changes
Total primary energy supply
Transfers
Statistical differences
Transformation processes
Main activity producer electricity plants
Autoproducer electricity plants
Main activity producer CHP plants
Autoproducer CHP plants
Main activity producer heat plants
Autoproducer heat plants
Heat pumps
Electric boilers
Chemical heat for electricity production
Blast furnaces
Gas works
Coke ovens
Patent fuel plants
BKB plants
Oil refineries
Petrochemical plants
Coal liquefaction plants
Gas-to-liquids (GTL) plants
For blended natural gas
Charcoal production plants
Non-specified (transformation)
Energy industry own use
Coal mines
Oil and gas extraction
Blast furnaces
Gas works
Gasification plants for biogases
Coke ovens
Patent fuel plants
BKB plants
Oil refineries
Coal liquefaction plants
Liquefaction (LNG) / regasification plants
Gas-to-liquids (GTL) plants
Own use in electricity, CHP and heat plants
Pumped storage plants
Nuclear industry
Charcoal production plants
Non-specified (energy)
Losses
Total final consumption
Industry
Iron and steel
Chemical and petrochemical
Non-ferrous metals
Non-metallic minerals
Transport equipment
Machinery
Mining and quarrying
Food and tobacco
Paper, pulp and print
Wood and wood products
Construction
Textile and leather
Non-specified (industry)
Transport
Domestic aviation
Road
Rail
Pipeline transport
Domestic navigation
Non-specified (transport)
Other
Residential
Commercial and public services
Agriculture/forestry
Fishing
Non-specified (other)
Non-energy use
Non-energy use industry/transformation/energy
Memo: Feedstock use in petrochemical industry
Non-energy use in transport
Non-energy use in other
Electricity output (GWh)
Electricity output (GWh)-main activity producer electricity plants
Electricity output (GWh)-autoproducer electricity plants
Electricity output (GWh)-main activity producer CHP plants
Electricity output (GWh)-autoproducer CHP plants
Heat output
Heat output-main activity producer CHP plants
Heat output-autoproducer CHP plants
Heat output-main activity producer heat plants
Heat output-autoproducer heat plants

## IEA autoproducer prod.
IEA net electricty and heat generation in autoproducers
Notes
Please paste (as values) the IEA 'net electricity and heat generation in autoproducers' table from you country in the table below. After a conversion to gross electricity production in another tab, this data will be used in the analysis. Non-numerical values will be highlighted in yellow as a warning.
TIME
|  | FLOW | Total net production | Total energy industry | Coal mines | Oil and gas extraction | Patent fuel plants | Coke ovens | BKB plants | Gas works | Blast furnaces | Oil refineries | Coal liquefaction plants | Liquefaction (LNG) / regasification plants | Gasification plants for biogases | Gas-to-liquids (GTL) plants | Charcoal production plants | Non-specified energy industry | Total industry | Iron and steel | Chemical and petrochemical | Non-ferrous metals | Non-metallic minerals | Transport equipment | Machinery | Mining and quarrying | Food and tobacco | Paper, pulp, and printing | Wood and wood products | Construction | Textile and leather | Non-specified industry | Total transport | Rail | Pipeline transport | Non-specified transport | Other | Commercial and public service | Residential | Agriculture | Fishing | Non-specified - other
COUNTRY | PRODUCT | PLANT
Netherlands | Electricity (GWh) | Autoproducer electricity plants
Autoproducer CHP plants
Autoproducer heat plants
Total autoproducer plants
| Heat (TJ) | Autoproducer electricity plants
Autoproducer CHP plants
Autoproducer heat plants
Total autoproducer plants

## Production table step 1
key | demand | full_load_hours
agriculture_chp_engine_network_gas
agriculture_chp_engine_biogas
agriculture_chp_supercritical_wood_pellets
households_collective_chp_network_gas
households_collective_chp_biogas
households_collective_chp_wood_pellets
buildings_collective_chp_network_gas
buildings_chp_engine_biogas
buildings_collective_chp_wood_pellets
industry_chp_turbine_gas_power_fuelmix
industry_chp_engine_gas_power_fuelmix
industry_chp_combined_cycle_gas_power_fuelmix
industry_chp_ultra_supercritical_coal
energy_chp_combined_cycle_network_gas
energy_chp_ultra_supercritical_cofiring_coal
energy_chp_ultra_supercritical_coal
energy_chp_ultra_supercritical_lignite
energy_chp_supercritical_waste_mix

## technical_specs
Heat and power plants technical specifications
Notes
This page lists the technical specifications of the central heat and powerplants that are used in the ETM and for which the demands and productions are determined in this analysis. These specifications are a result of a separate source analysis by Quintel Intelligence and remain fixed for all countries.
Heat and power plants specifications
|  |  | converter key | ETM attribute | ETM attribute | Electric efficiency | Heat efficiency | Comments
Sector | Type | Fuel(s) |  | output.electricity | output.steam_hot_water
Power plants
| Supercritical | Coal | energy_power_supercritical_coal.central_producer |  | - | 0%
| Ultra supercritical | Coal | energy_power_ultra_supercritical_coal.central_producer |  | - | 0%
| Ultra supercritical ccs | Coal | energy_power_ultra_supercritical_ccs_coal.central_producer |  | - | 0%
| Ultra supercritical co-firing | Coal/Wood pellets | energy_power_ultra_supercritical_cofiring_coal.central_producer |  | - | 0%
| Combined cycle | Coal | energy_power_combined_cycle_coal.central_producer |  | - | 0%
| Combined cycle ccs | Coal | energy_power_combined_cycle_ccs_coal.central_producer |  | - | 0%
| Ultra supercritical | Lignite | energy_power_ultra_supercritical_lignite.central_producer |  | - | 0%
| Ultra supercritical oxyfuel ccs | Lignite | energy_power_ultra_supercritical_oxyfuel_ccs_lignite.central_producer |  | - | 0%
| Turbine | Natural gas | energy_power_turbine_network_gas.central_producer |  | - | 0%
| Combined cycle | Natural gas | energy_power_combined_cycle_network_gas.central_producer |  | - | 0%
| Combined cycle ccs | Natural gas | energy_power_combined_cycle_ccs_network_gas.central_producer |  | - | 0%
| Ultra supercritical | Natural gas | energy_power_ultra_supercritical_network_gas.central_producer |  | - | 0%
| Ultra supercritical | Oil | energy_power_ultra_supercritical_crude_oil.central_producer |  | - | 0%
| Engine | Diesel | energy_power_engine_diesel.central_producer |  | - | 0%
| Supercritical | Waste mix | energy_power_supercritical_waste_mix.central_producer |  |  | 0%
| Nuclear 2nd gen | Uranium | energy_power_nuclear_gen2_uranium_oxide.central_producer |  | - | 0%
| Nuclear 3rd gen | Uranium | energy_power_nuclear_gen3_uranium_oxide.central_producer |  | - | 0%
| Hydro river | Hydro | energy_power_hydro_river.central_producer |  | - | 0%
| Hydro mountain | Hydro | energy_power_hydro_mountain.central_producer |  | - | 0%
| Geothermal | Environment heat | energy_power_geothermal.central_producer |  | - | 0%
| Large scale solar PV | Sunlight | energy_power_solar_pv_solar_radiation.central_producer |  | - | 0%
| Households solar PV | Sunlight | households_solar_pv_solar_radiation.central_producer |  | - | 0%
| Services solar PV | Sunlight | buildings_solar_pv_solar_radiation.central_producer |  | - | 0%
| Large scale solar CSP | Sunlight | energy_power_solar_csp_solar_radiation.central_producer |  | - | 0%
| Wind turbine coastal | Wind | energy_power_wind_turbine_coastal.central_producer |  | - | 0%
| Wind turbine offshore | Wind | energy_power_wind_turbine_offshore.central_producer |  | - | 0%
| Wind turbine inland | Wind | energy_power_wind_turbine_inland.central_producer |  | - | 0%
Heat plants
| Coal heater | Coal | energy_heater_for_heat_network_coal.central_producer | - |  |  | 0%
| Lignite heater | Lignite | energy_heater_for_heat_network_lignite.central_producer | - |  |  | 0%
| Gas heater | Gas | energy_heater_for_heat_network_network_gas.central_producer | - |  |  | 0%
| Oil heater | Oil | energy_heater_for_heat_network_crude_oil.central_producer | - |  |  | 0%
| Waste heater | Waste mix | energy_heater_for_heat_network_waste_mix.central_producer | - |  |  | 0%
| Wood pellets heater | Wood pellets | energy_heater_for_heat_network_wood_pellets.central_producer | - |  |  | 0%
| Geothermal | Environment heat | energy_heater_for_heat_network_geothermal.central_producer | - |  |  | 0%

## Results by fuel
Results by fuel
Notes
On this page, the inputs and outputs of power and heat plants are given by fuel. The results are checked against (modified) IEA data where possible. Inconsistencies larger than 5% are formatted in orange. In case of dividing by zero, a cell will display 'infinite'. This is typically due to IEA reporting zero demand in a sector, while the Research Analysis does allocate energy demand.
Results overview by fuel
Sector | Fuel type | Total electricity production (TJ) | Total fuel input (TJ) | Total heat production (TJ) | Comment
Main activity power plants
| Coal (result) | #DIV/0! | #DIV/0!
| Coal (IEA) | 0 | 0
| Difference | #DIV/0! | #DIV/0!
| Difference (%) | #DIV/0! | #DIV/0!
| Lignite (result) | 0 | #DIV/0!
| Lignite (IEA) | 0 | 0
| Difference | 0 | #DIV/0!
| Difference (%) | 0% | #DIV/0!
| Natural gas (result) | 0 | #DIV/0!
| Natural gas (IEA) | 0 | 0
| Difference | 0 | #DIV/0!
| Difference (%) | 0% | #DIV/0!
| Oil (result) | 0 | #DIV/0!
| Oil (IEA) | 0 | 0
| Difference | 0 | #DIV/0!
| Difference (%) | 0% | #DIV/0!
| Diesel (result) | 0 | #DIV/0!
| Diesel (IEA) | 0 | 0
| Difference | 0 | #DIV/0!
| Difference (%) | 0% | #DIV/0!
| Biogenic waste (result) | 0 | #DIV/0!
| Biogenic waste (IEA) | 0 | 0
| Difference | 0 | #DIV/0!
| Difference (%) | 0% | #DIV/0!
| Non biogenic waste (result) | 0 | #DIV/0!
| Non biogenic waste (IEA) | 0 | 0
| Difference | 0 | #DIV/0!
| Difference (%) | 0% | #DIV/0!
| Biogas (result) | 0 | #DIV/0! |  | Actually, these plants can only use greengas
| Biogas (IEA) | 0 | 0
| Difference | 0 | #DIV/0!
| Difference (%) | 0% | #DIV/0!
| Wood pellets (result) | 0 | #DIV/0!
| Wood pellets (IEA) | 0 | 0
| Difference | 0 | #DIV/0!
| Difference (%) | 0% | #DIV/0!
| Nuclear (result) | 0 | #DIV/0!
| Nuclear (IEA) | 0 | 0
| Difference | 0 | #DIV/0!
| Difference (%) | 0% | #DIV/0!
| Wind (result) | 0 | 0 |  | In the IEA energy balance, the input to production equals the electricity output.
| Wind (IEA) | 0 | 0 |  | Replicated here to correct the energy balance using IEA convention
| Difference | 0 | 0
| Difference (%) | 0% | 0%
| Hydro (result) | 0 | 0
| Hydro (IEA) | 0 | 0 |  | In the IEA energy balance, the input to production equals the electricity output.
| Difference | 0 | 0 |  | Replicated here to correct the energy balance using IEA convention
| Difference (%) | 0% | 0%
| Geothermal (result) | 0 | #DIV/0!
| Geothermal (IEA) | 0 | 0
| Difference | 0 | #DIV/0!
| Difference (%) | 0% | #DIV/0!
| Solar PV (result) | 0 | 0 |  | In the IEA energy balance, the input to production equals the electricity output.
| Solar PV (IEA) | 0 | 0 |  | Replicated here to correct the energy balance using IEA convention
| Difference | 0 | 0
| Difference (%) | 0% | 0%
| All fuels (result) | #DIV/0! | #DIV/0!
| All fuels (IEA) | 0 | 0
| Difference | #DIV/0! | #DIV/0!
| Difference (%) | #DIV/0! | #DIV/0!
Main activity heat plants
| Coal (result) |  | #DIV/0! | 0
| Coal (IEA) |  | 0 | 0
| Difference |  | #DIV/0! | 0
| Difference (%) |  | #DIV/0! | 0%
| Lignite (result) |  | #DIV/0! | 0
| Lignite (IEA) |  | 0 | 0
| Difference |  | #DIV/0! | 0
| Difference (%) |  | #DIV/0! | 0%
| Natural gas (result) |  | #DIV/0! | 0
| Natural gas (IEA) |  | 0 | 0
| Difference |  | #DIV/0! | 0
| Difference (%) |  | #DIV/0! | 0%
| Oil (result) |  | #DIV/0! | 0
| Oil (IEA) |  | 0 | 0
| Difference |  | #DIV/0! | 0
| Difference (%) |  | #DIV/0! | 0%
| Biogenic waste (result) |  | #DIV/0! | 0
| Biogenic waste (IEA) |  | 0 | 0
| Difference |  | #DIV/0! | 0
| Difference (%) |  | #DIV/0! | 0%
| Non biogenic waste (result) |  | #DIV/0! | 0
| Non biogenic waste (IEA) |  | 0 | 0
| Difference |  | #DIV/0! | 0
| Difference (%) |  | #DIV/0! | 0%
| Biogas (result) |  | #DIV/0! | 0 | Actually, these plants can only use greengas
| Biogas (IEA) |  | 0 | 0
| Difference |  | #DIV/0! | 0
| Difference (%) |  | #DIV/0! | 0%
| Wood pellets (result) |  | #DIV/0! | 0
| Wood pellets (IEA) |  | 0 | 0
| Difference |  | #DIV/0! | 0
| Difference (%) |  | #DIV/0! | 0%
| Geothermal (result) |  | #DIV/0! | 0
| Geothermal (IEA) |  | 0 | 0
| Difference |  | #DIV/0! | 0
| Difference (%) |  | #DIV/0! | 0%
| All fuels (result) |  | #DIV/0! | 0
| All fuels (IEA) |  | 0 | 0
| Difference |  | #DIV/0! | 0
| Difference (%) |  | #DIV/0! | 0%

## Results by machine
Results by machine
Notes
On this page, the inputs and ouputs to the heat and power plants are given by unit type
Results overview by converter
Sector | Unit type | Total electricity production (TJ) | Total fuel input (TJ) | Total heat production (TJ) | Full load hours (hrs/yr) | Installed electrical capacity (MW) | Installed heat capacity (MW)
Main activity electricity plants
| Coal/Wood pellets Ultra supercritical co-firing | 0 | #DIV/0! | - | 0 | #DIV/0! | -
| Coal Supercritical | #DIV/0! | #DIV/0! | - | 0 | #DIV/0! | -
| Coal Ultra supercritical | 0 | #DIV/0! | - | 0 | #DIV/0! | -
| Coal Ultra supercritical ccs | 0 | #DIV/0! | - | 0 | #DIV/0! | -
| Coal Combined cycle | 0 | #DIV/0! | - | 0 | #DIV/0! | -
| Coal Combined cycle ccs | 0 | #DIV/0! | - | 0 | #DIV/0! | -
| Lignite Ultra supercritical | 0 | #DIV/0! | - | 0 | #DIV/0! | -
| Lignite Ultra supercritical oxyfuel ccs | 0 | #DIV/0! | - | 0 | #DIV/0! | -
| Gas Turbine | 0 | #DIV/0! | - | 0 | #DIV/0! | -
| Gas Combined cycle | 0 | #DIV/0! | - | 0 | #DIV/0! | -
| Gas Combined cycle ccs | 0 | #DIV/0! | - | 0 | #DIV/0! | -
| Gas Ultra supercritical | 0 | #DIV/0! | - | 0 | #DIV/0! | -
| Oil Ultra supercritical | 0 | #DIV/0! | - | 0 | #DIV/0! | -
| Diesel Engine | 0 | #DIV/0! | - | 0 | #DIV/0! | -
| Waste Supercritical | 0 | #DIV/0! | - | 0 | #DIV/0! | -
| Nuclear 2nd gen | 0 | #DIV/0! | - | 0 | #DIV/0! | -
| Nuclear 3rd gen | 0 | #DIV/0! | - | 0 | #DIV/0! | -
| Hydro river | 0 | #DIV/0! | - | 0 | #DIV/0! | -
| Hydro mountain | 0 | #DIV/0! | - | 0 | #DIV/0! | -
| Geothermal | 0 | #DIV/0! | - | 0 | #DIV/0! | -
| Large scale solar PV | 0 | #DIV/0! | - | 0 | #DIV/0! | -
| Large scale solar CSP | 0 | #DIV/0! | - | 0 | #DIV/0! | -
| Wind turbine coastal | 0 | #DIV/0! | - | 0 | #DIV/0! | -
| Wind turbine offshore | 0 | #DIV/0! | - | 0 | #DIV/0! | -
| Wind turbine inland | 0 | #DIV/0! | - | 0 | #DIV/0! | -
| All units | #DIV/0! | #DIV/0! |  |  | #DIV/0!
Autoproducer electricity plants
| Solar PV in household sector | #DIV/0! | #DIV/0! |  | 0 | #DIV/0! | -
| Solar PV in services sector | #DIV/0! | #DIV/0! |  | 0 | #DIV/0! | -
Main activity heat plants
| Coal heater | - | #DIV/0! | 0 | 2190 | - | 0
| Lignite heater | - | #DIV/0! | 0 | 2190 | - | 0
| Gas heater | - | #DIV/0! | 0 | 2190 | - | 0
| Oil heater | - | #DIV/0! | 0 | 2190 | - | 0
| Waste heater | - | #DIV/0! | 0 | 2190 | - | 0
| Wood pellets heater | - | #DIV/0! | 0 | 2190 | - | 0
| Geothermal | - | #DIV/0! | 0 | 3672 | - | 0
| All units |  | #DIV/0! | 0 |  |  | 0

## Delta energy balance
Delta energy balance
Notes
On this page, the difference between the corrected energy balance v1 and v2 are shown. Values are in TeraJoule
Delta energy balance |  | Coal | Lignite | Natural gas | Oil | Biogenic waste | Non biogenic waste | Biogas | Biofuels | Wood pellets | Nuclear | Hydro | Geothermal | Solar pv | Other | Electricity | Heat | Total
TJ | TPES | #DIV/0! | #DIV/0! | #DIV/0! | #DIV/0! | #DIV/0! | #DIV/0! | #DIV/0! | 0 | #DIV/0! | #DIV/0! | 0 | #DIV/0! | 0 | 0 | #DIV/0! | 0 | #DIV/0!
| Conversion electricity main activity | #DIV/0! | #DIV/0! | #DIV/0! | #DIV/0! | #DIV/0! | #DIV/0! | #DIV/0! | 0 | #DIV/0! | #DIV/0! | 0 | #DIV/0! | 0 | 0 | #DIV/0! | 0 | #DIV/0!
| Conversion electricity autoproducer | 0 | 0 | 0 | 0 | 0 | 0 | 0 | 0 | 0 | 0 | 0 | 0 | 0 | 0 | 0 | 0 | 0
| Conversion CHP main activity | 0 | 0 | 0 | 0 | 0 | 0 | 0 | 0 | 0 | 0 | 0 | 0 | 0 | 0 | 0 | 0 | 0
| Conversion CHP autoproducer | 0 | 0 | 0 | 0 | 0 | 0 | 0 | 0 | 0 | 0 | 0 | 0 | 0 | 0 | 0 | 0 | 0
| Conversion heat main activity | #DIV/0! | #DIV/0! | #DIV/0! | #DIV/0! | #DIV/0! | #DIV/0! | #DIV/0! | 0 | #DIV/0! | 0 | 0 | #DIV/0! | 0 | 0 | 0 | 0 | #DIV/0!
| Conversion heat autoprod | 0 | 0 | 0 | 0 | 0 | 0 | 0 | 0 | 0 | 0 | 0 | 0 | 0 | 0 | 0 | 0 | 0
| Transformation other | 0 | 0 | 0 | 0 | 0 | 0 | 0 | 0 | 0 | 0 | 0 | 0 | 0 | 0 | 0 | 0 | 0
| Energy industry own use | 0 | 0 | 0 | 0 | 0 | 0 | 0 | 0 | 0 | 0 | 0 | 0 | 0 | 0 | 0 | 0 | 0
| Losses | 0 | 0 | 0 | 0 | 0 | 0 | 0 | 0 | 0 | 0 | 0 | 0 | 0 | 0 | 0 | 0 | 0
| Total final consumption | 0 | 0 | 0 | 0 | 0 | 0 | 0 | 0 | 0 | 0 | 0 | 0 | 0 | 0 | 0 | 0 | 0
| Industry | 0 | 0 | 0 | 0 | 0 | 0 | 0 | 0 | 0 | 0 | 0 | 0 | 0 | 0 | 0 | 0 | 0
| Transport | 0 | 0 | 0 | 0 | 0 | 0 | 0 | 0 | 0 | 0 | 0 | 0 | 0 | 0 | 0 | 0 | 0
| Residential | 0 | 0 | 0 | 0 | 0 | 0 | 0 | 0 | 0 | 0 | 0 | 0 | 0 | 0 | 0 | 0 | 0
| Commercial & public services | 0 | 0 | 0 | 0 | 0 | 0 | 0 | 0 | 0 | 0 | 0 | 0 | 0 | 0 | 0 | 0 | 0
| Agriculture | 0 | 0 | 0 | 0 | 0 | 0 | 0 | 0 | 0 | 0 | 0 | 0 | 0 | 0 | 0 | 0 | 0
| Other | 0 | 0 | 0 | 0 | 0 | 0 | 0 | 0 | 0 | 0 | 0 | 0 | 0 | 0 | 0 | 0 | 0
| Non-energy use | 0 | 0 | 0 | 0 | 0 | 0 | 0 | 0 | 0 | 0 | 0 | 0 | 0 | 0 | 0 | 0 | 0

## Corrected energy balance step 2
Corrected energy balance step 2
Notes
In the corrected energy balance v2, the fuel use for conversions in heat and power plants are updated to reflect the fuel use in the ETM. Darker blue cells are changed directly by this analysis, while lighter blue cells are changed sums. Red cells are no longer accurate due to the analyses. Values are in TeraJoule.
PRODUCT | Hard coal (if no detail) | Brown coal (if no detail) | Anthracite | Coking coal | Other bituminous coal | Sub-bituminous coal | Lignite | Patent fuel | Coke oven coke | Gas coke | Coal tar | BKB/peat briquettes | Gas works gas | Coke oven gas | Blast furnace gas | Other recovered gases | Peat | Natural Gas | Crude/NGL/feedstocks (if no detail) | Crude oil | Natural gas liquids | Refinery feedstocks | Additives/blending components | Other hydrocarbons | Refinery gas | Ethane | Liquefied petroleum gases (LPG) | Motor gasoline | Aviation gasoline | Gasoline type jet fuel | Kerosene type jet fuel | Other Kerosene | Gas/diesel oil | Fuel oil | Naphtha | White spirit & SBP | Lubricants | Bitumen | Paraffin waxes | Petroleum coke | Non-specified oil products | Industrial waste | Municipal waste (renewable) | Municipal waste (non-renewable) | Primary solid biofuels | Biogases | Biogasoline | Biodiesels | Other liquid biofuels | Non-specified primary biofuels and waste | Charcoal | Elec/heat output from non-specified manufactured gases | Heat output from non-specified combustible fuels | Nuclear | Hydro | Geothermal | Solar photovoltaics | Solar thermal | Tide, wave and ocean | Wind | Other sources | Electricity | Heat | Total | Memo: Renewables
FLOW
Production | 0 | 0 | 0 | 0 | 0 | 0 | 0 | 0 | 0 | 0 | 0 | 0 | 0 | 0 | 0 | 0 | 0 | 0 | 0 | 0 | 0 | 0 | 0 | 0 | 0 | 0 | 0 | 0 | 0 | 0 | 0 | 0 | 0 | 0 | 0 | 0 | 0 | 0 | 0 | 0 | 0 | 0 | 0 | 0 | 0 | 0 | 0 | 0 | 0 | 0 | 0 | 0 | 0 | 0 | 0 | 0 | 0 | 0 | 0 | 0 | 0 | 0 | 0 | 0 | 0
Imports | 0 | 0 | 0 | 0 | 0 | 0 | 0 | 0 | 0 | 0 | 0 | 0 | 0 | 0 | 0 | 0 | 0 | 0 | 0 | 0 | 0 | 0 | 0 | 0 | 0 | 0 | 0 | 0 | 0 | 0 | 0 | 0 | 0 | 0 | 0 | 0 | 0 | 0 | 0 | 0 | 0 | 0 | 0 | 0 | 0 | 0 | 0 | 0 | 0 | 0 | 0 | 0 | 0 | 0 | 0 | 0 | 0 | 0 | 0 | 0 | 0 | 0 | 0 | 0 | 0
Exports | 0 | 0 | 0 | 0 | 0 | 0 | 0 | 0 | 0 | 0 | 0 | 0 | 0 | 0 | 0 | 0 | 0 | 0 | 0 | 0 | 0 | 0 | 0 | 0 | 0 | 0 | 0 | 0 | 0 | 0 | 0 | 0 | 0 | 0 | 0 | 0 | 0 | 0 | 0 | 0 | 0 | 0 | 0 | 0 | 0 | 0 | 0 | 0 | 0 | 0 | 0 | 0 | 0 | 0 | 0 | 0 | 0 | 0 | 0 | 0 | 0 | 0 | 0 | 0 | 0
International marine bunkers | 0 | 0 | 0 | 0 | 0 | 0 | 0 | 0 | 0 | 0 | 0 | 0 | 0 | 0 | 0 | 0 | 0 | 0 | 0 | 0 | 0 | 0 | 0 | 0 | 0 | 0 | 0 | 0 | 0 | 0 | 0 | 0 | 0 | 0 | 0 | 0 | 0 | 0 | 0 | 0 | 0 | 0 | 0 | 0 | 0 | 0 | 0 | 0 | 0 | 0 | 0 | 0 | 0 | 0 | 0 | 0 | 0 | 0 | 0 | 0 | 0 | 0 | 0 | 0 | 0
International aviation bunkers | 0 | 0 | 0 | 0 | 0 | 0 | 0 | 0 | 0 | 0 | 0 | 0 | 0 | 0 | 0 | 0 | 0 | 0 | 0 | 0 | 0 | 0 | 0 | 0 | 0 | 0 | 0 | 0 | 0 | 0 | 0 | 0 | 0 | 0 | 0 | 0 | 0 | 0 | 0 | 0 | 0 | 0 | 0 | 0 | 0 | 0 | 0 | 0 | 0 | 0 | 0 | 0 | 0 | 0 | 0 | 0 | 0 | 0 | 0 | 0 | 0 | 0 | 0 | 0 | 0
Stock changes | 0 | 0 | 0 | 0 | 0 | 0 | 0 | 0 | 0 | 0 | 0 | 0 | 0 | 0 | 0 | 0 | 0 | 0 | 0 | 0 | 0 | 0 | 0 | 0 | 0 | 0 | 0 | 0 | 0 | 0 | 0 | 0 | 0 | 0 | 0 | 0 | 0 | 0 | 0 | 0 | 0 | 0 | 0 | 0 | 0 | 0 | 0 | 0 | 0 | 0 | 0 | 0 | 0 | 0 | 0 | 0 | 0 | 0 | 0 | 0 | 0 | 0 | 0 | 0 | 0
Total primary energy supply | #DIV/0! | #DIV/0! | #DIV/0! | #DIV/0! | #DIV/0! | #DIV/0! | #DIV/0! | #DIV/0! | #DIV/0! | #DIV/0! | #DIV/0! | #DIV/0! | #DIV/0! | #DIV/0! | #DIV/0! | #DIV/0! | #DIV/0! | #DIV/0! | #DIV/0! | #DIV/0! | #DIV/0! | #DIV/0! | #DIV/0! | #DIV/0! | #DIV/0! | #DIV/0! | #DIV/0! | #DIV/0! | #DIV/0! | #DIV/0! | #DIV/0! | #DIV/0! | #DIV/0! | #DIV/0! | #DIV/0! | #DIV/0! | #DIV/0! | #DIV/0! | #DIV/0! | #DIV/0! | #DIV/0! | #DIV/0! | #DIV/0! | #DIV/0! | #DIV/0! | #DIV/0! | 0 | 0 | 0 | #DIV/0! | 0 | 0 | 0 | #DIV/0! | 0 | #DIV/0! | 0 | 0 | 0 | 0 | 0 | #DIV/0! | 0 | #DIV/0! | 0
Transfers | 0 | 0 | 0 | 0 | 0 | 0 | 0 | 0 | 0 | 0 | 0 | 0 | 0 | 0 | 0 | 0 | 0 | 0 | 0 | 0 | 0 | 0 | 0 | 0 | 0 | 0 | 0 | 0 | 0 | 0 | 0 | 0 | 0 | 0 | 0 | 0 | 0 | 0 | 0 | 0 | 0 | 0 | 0 | 0 | 0 | 0 | 0 | 0 | 0 | 0 | 0 | 0 | 0 | 0 | 0 | 0 | 0 | 0 | 0 | 0 | 0 | 0 | 0 | 0 | 0
Statistical differences | 0 | 0 | 0 | 0 | 0 | 0 | 0 | 0 | 0 | 0 | 0 | 0 | 0 | 0 | 0 | 0 | 0 | 0 | 0 | 0 | 0 | 0 | 0 | 0 | 0 | 0 | 0 | 0 | 0 | 0 | 0 | 0 | 0 | 0 | 0 | 0 | 0 | 0 | 0 | 0 | 0 | 0 | 0 | 0 | 0 | 0 | 0 | 0 | 0 | 0 | 0 | 0 | 0 | 0 | 0 | 0 | 0 | 0 | 0 | 0 | 0 | 0 | 0 | 0 | 0
Transformation processes | #DIV/0! | #DIV/0! | #DIV/0! | #DIV/0! | #DIV/0! | #DIV/0! | #DIV/0! | #DIV/0! | #DIV/0! | #DIV/0! | #DIV/0! | #DIV/0! | #DIV/0! | #DIV/0! | #DIV/0! | #DIV/0! | #DIV/0! | #DIV/0! | #DIV/0! | #DIV/0! | #DIV/0! | #DIV/0! | #DIV/0! | #DIV/0! | #DIV/0! | #DIV/0! | #DIV/0! | #DIV/0! | #DIV/0! | #DIV/0! | #DIV/0! | #DIV/0! | #DIV/0! | #DIV/0! | #DIV/0! | #DIV/0! | #DIV/0! | #DIV/0! | #DIV/0! | #DIV/0! | #DIV/0! | #DIV/0! | #DIV/0! | #DIV/0! | #DIV/0! | #DIV/0! | 0 | 0 | 0 | #DIV/0! | 0 | 0 | 0 | #DIV/0! | 0 | #DIV/0! | 0 | 0 | 0 | 0 | 0 | #DIV/0! | 0 | #DIV/0! | 0
Main activity producer electricity plants | #DIV/0! | #DIV/0! | #DIV/0! | #DIV/0! | #DIV/0! | #DIV/0! | #DIV/0! | #DIV/0! | #DIV/0! | #DIV/0! | #DIV/0! | #DIV/0! | #DIV/0! | #DIV/0! | #DIV/0! | #DIV/0! | #DIV/0! | #DIV/0! | #DIV/0! | #DIV/0! | #DIV/0! | #DIV/0! | #DIV/0! | #DIV/0! | #DIV/0! | #DIV/0! | #DIV/0! | #DIV/0! | #DIV/0! | #DIV/0! | #DIV/0! | #DIV/0! | #DIV/0! | #DIV/0! | #DIV/0! | #DIV/0! | #DIV/0! | #DIV/0! | #DIV/0! | #DIV/0! | #DIV/0! | #DIV/0! | #DIV/0! | #DIV/0! | #DIV/0! | #DIV/0! | 0 | 0 | 0 | #DIV/0! | 0 | 0 | 0 | #DIV/0! | 0 | #DIV/0! | 0 | 0 | 0 | 0 | 0 | #DIV/0! | 0 | #DIV/0! | 0
Autoproducer electricity plants | 0 | 0 | 0 | 0 | 0 | 0 | 0 | 0 | 0 | 0 | 0 | 0 | 0 | 0 | 0 | 0 | 0 | 0 | 0 | 0 | 0 | 0 | 0 | 0 | 0 | 0 | 0 | 0 | 0 | 0 | 0 | 0 | 0 | 0 | 0 | 0 | 0 | 0 | 0 | 0 | 0 | 0 | 0 | 0 | 0 | 0 | 0 | 0 | 0 | 0 | 0 | 0 | 0 | 0 | 0 | 0 | 0 | 0 | 0 | 0 | 0 | 0 | 0 | 0 | 0
Main activity producer CHP plants | 0 | 0 | 0 | 0 | 0 | 0 | 0 | 0 | 0 | 0 | 0 | 0 | 0 | 0 | 0 | 0 | 0 | 0 | 0 | 0 | 0 | 0 | 0 | 0 | 0 | 0 | 0 | 0 | 0 | 0 | 0 | 0 | 0 | 0 | 0 | 0 | 0 | 0 | 0 | 0 | 0 | 0 | 0 | 0 | 0 | 0 | 0 | 0 | 0 | 0 | 0 | 0 | 0 | 0 | 0 | 0 | 0 | 0 | 0 | 0 | 0 | 0 | 0 | 0 | 0
Autoproducer CHP plants | 0 | 0 | 0 | 0 | 0 | 0 | 0 | 0 | 0 | 0 | 0 | 0 | 0 | 0 | 0 | 0 | 0 | 0 | 0 | 0 | 0 | 0 | 0 | 0 | 0 | 0 | 0 | 0 | 0 | 0 | 0 | 0 | 0 | 0 | 0 | 0 | 0 | 0 | 0 | 0 | 0 | 0 | 0 | 0 | 0 | 0 | 0 | 0 | 0 | 0 | 0 | 0 | 0 | 0 | 0 | 0 | 0 | 0 | 0 | 0 | 0 | 0 | 0 | 0 | 0
Main activity producer heat plants | #DIV/0! | #DIV/0! | #DIV/0! | #DIV/0! | #DIV/0! | #DIV/0! | #DIV/0! | #DIV/0! | #DIV/0! | #DIV/0! | #DIV/0! | #DIV/0! | #DIV/0! | #DIV/0! | #DIV/0! | #DIV/0! | #DIV/0! | #DIV/0! | #DIV/0! | #DIV/0! | #DIV/0! | #DIV/0! | #DIV/0! | #DIV/0! | #DIV/0! | #DIV/0! | #DIV/0! | #DIV/0! | #DIV/0! | #DIV/0! | #DIV/0! | #DIV/0! | #DIV/0! | #DIV/0! | #DIV/0! | #DIV/0! | #DIV/0! | #DIV/0! | #DIV/0! | #DIV/0! | #DIV/0! | #DIV/0! | #DIV/0! | #DIV/0! | #DIV/0! | #DIV/0! | 0 | 0 | 0 | #DIV/0! | 0 | 0 | 0 | 0 | 0 | #DIV/0! | 0 | 0 | 0 | 0 | 0 | 0 | 0 | #DIV/0! | 0
Autoproducer heat plants | 0 | 0 | 0 | 0 | 0 | 0 | 0 | 0 | 0 | 0 | 0 | 0 | 0 | 0 | 0 | 0 | 0 | 0 | 0 | 0 | 0 | 0 | 0 | 0 | 0 | 0 | 0 | 0 | 0 | 0 | 0 | 0 | 0 | 0 | 0 | 0 | 0 | 0 | 0 | 0 | 0 | 0 | 0 | 0 | 0 | 0 | 0 | 0 | 0 | 0 | 0 | 0 | 0 | 0 | 0 | 0 | 0 | 0 | 0 | 0 | 0 | 0 | 0 | 0 | 0
Heat pumps | 0 | 0 | 0 | 0 | 0 | 0 | 0 | 0 | 0 | 0 | 0 | 0 | 0 | 0 | 0 | 0 | 0 | 0 | 0 | 0 | 0 | 0 | 0 | 0 | 0 | 0 | 0 | 0 | 0 | 0 | 0 | 0 | 0 | 0 | 0 | 0 | 0 | 0 | 0 | 0 | 0 | 0 | 0 | 0 | 0 | 0 | 0 | 0 | 0 | 0 | 0 | 0 | 0 | 0 | 0 | 0 | 0 | 0 | 0 | 0 | 0 | 0 | 0 | 0 | 0
Electric boilers | 0 | 0 | 0 | 0 | 0 | 0 | 0 | 0 | 0 | 0 | 0 | 0 | 0 | 0 | 0 | 0 | 0 | 0 | 0 | 0 | 0 | 0 | 0 | 0 | 0 | 0 | 0 | 0 | 0 | 0 | 0 | 0 | 0 | 0 | 0 | 0 | 0 | 0 | 0 | 0 | 0 | 0 | 0 | 0 | 0 | 0 | 0 | 0 | 0 | 0 | 0 | 0 | 0 | 0 | 0 | 0 | 0 | 0 | 0 | 0 | 0 | 0 | 0 | 0 | 0
Chemical heat for electricity production | 0 | 0 | 0 | 0 | 0 | 0 | 0 | 0 | 0 | 0 | 0 | 0 | 0 | 0 | 0 | 0 | 0 | 0 | 0 | 0 | 0 | 0 | 0 | 0 | 0 | 0 | 0 | 0 | 0 | 0 | 0 | 0 | 0 | 0 | 0 | 0 | 0 | 0 | 0 | 0 | 0 | 0 | 0 | 0 | 0 | 0 | 0 | 0 | 0 | 0 | 0 | 0 | 0 | 0 | 0 | 0 | 0 | 0 | 0 | 0 | 0 | 0 | 0 | 0 | 0
Blast furnaces | 0 | 0 | 0 | 0 | 0 | 0 | 0 | 0 | 0 | 0 | 0 | 0 | 0 | 0 | 0 | 0 | 0 | 0 | 0 | 0 | 0 | 0 | 0 | 0 | 0 | 0 | 0 | 0 | 0 | 0 | 0 | 0 | 0 | 0 | 0 | 0 | 0 | 0 | 0 | 0 | 0 | 0 | 0 | 0 | 0 | 0 | 0 | 0 | 0 | 0 | 0 | 0 | 0 | 0 | 0 | 0 | 0 | 0 | 0 | 0 | 0 | 0 | 0 | 0 | 0
Gas works | 0 | 0 | 0 | 0 | 0 | 0 | 0 | 0 | 0 | 0 | 0 | 0 | 0 | 0 | 0 | 0 | 0 | 0 | 0 | 0 | 0 | 0 | 0 | 0 | 0 | 0 | 0 | 0 | 0 | 0 | 0 | 0 | 0 | 0 | 0 | 0 | 0 | 0 | 0 | 0 | 0 | 0 | 0 | 0 | 0 | 0 | 0 | 0 | 0 | 0 | 0 | 0 | 0 | 0 | 0 | 0 | 0 | 0 | 0 | 0 | 0 | 0 | 0 | 0 | 0
Coke ovens | 0 | 0 | 0 | 0 | 0 | 0 | 0 | 0 | 0 | 0 | 0 | 0 | 0 | 0 | 0 | 0 | 0 | 0 | 0 | 0 | 0 | 0 | 0 | 0 | 0 | 0 | 0 | 0 | 0 | 0 | 0 | 0 | 0 | 0 | 0 | 0 | 0 | 0 | 0 | 0 | 0 | 0 | 0 | 0 | 0 | 0 | 0 | 0 | 0 | 0 | 0 | 0 | 0 | 0 | 0 | 0 | 0 | 0 | 0 | 0 | 0 | 0 | 0 | 0 | 0
Patent fuel plants | 0 | 0 | 0 | 0 | 0 | 0 | 0 | 0 | 0 | 0 | 0 | 0 | 0 | 0 | 0 | 0 | 0 | 0 | 0 | 0 | 0 | 0 | 0 | 0 | 0 | 0 | 0 | 0 | 0 | 0 | 0 | 0 | 0 | 0 | 0 | 0 | 0 | 0 | 0 | 0 | 0 | 0 | 0 | 0 | 0 | 0 | 0 | 0 | 0 | 0 | 0 | 0 | 0 | 0 | 0 | 0 | 0 | 0 | 0 | 0 | 0 | 0 | 0 | 0 | 0
BKB plants | 0 | 0 | 0 | 0 | 0 | 0 | 0 | 0 | 0 | 0 | 0 | 0 | 0 | 0 | 0 | 0 | 0 | 0 | 0 | 0 | 0 | 0 | 0 | 0 | 0 | 0 | 0 | 0 | 0 | 0 | 0 | 0 | 0 | 0 | 0 | 0 | 0 | 0 | 0 | 0 | 0 | 0 | 0 | 0 | 0 | 0 | 0 | 0 | 0 | 0 | 0 | 0 | 0 | 0 | 0 | 0 | 0 | 0 | 0 | 0 | 0 | 0 | 0 | 0 | 0
Oil refineries | 0 | 0 | 0 | 0 | 0 | 0 | 0 | 0 | 0 | 0 | 0 | 0 | 0 | 0 | 0 | 0 | 0 | 0 | 0 | 0 | 0 | 0 | 0 | 0 | 0 | 0 | 0 | 0 | 0 | 0 | 0 | 0 | 0 | 0 | 0 | 0 | 0 | 0 | 0 | 0 | 0 | 0 | 0 | 0 | 0 | 0 | 0 | 0 | 0 | 0 | 0 | 0 | 0 | 0 | 0 | 0 | 0 | 0 | 0 | 0 | 0 | 0 | 0 | 0 | 0
Petrochemical plants | 0 | 0 | 0 | 0 | 0 | 0 | 0 | 0 | 0 | 0 | 0 | 0 | 0 | 0 | 0 | 0 | 0 | 0 | 0 | 0 | 0 | 0 | 0 | 0 | 0 | 0 | 0 | 0 | 0 | 0 | 0 | 0 | 0 | 0 | 0 | 0 | 0 | 0 | 0 | 0 | 0 | 0 | 0 | 0 | 0 | 0 | 0 | 0 | 0 | 0 | 0 | 0 | 0 | 0 | 0 | 0 | 0 | 0 | 0 | 0 | 0 | 0 | 0 | 0 | 0
Coal liquefaction plants | 0 | 0 | 0 | 0 | 0 | 0 | 0 | 0 | 0 | 0 | 0 | 0 | 0 | 0 | 0 | 0 | 0 | 0 | 0 | 0 | 0 | 0 | 0 | 0 | 0 | 0 | 0 | 0 | 0 | 0 | 0 | 0 | 0 | 0 | 0 | 0 | 0 | 0 | 0 | 0 | 0 | 0 | 0 | 0 | 0 | 0 | 0 | 0 | 0 | 0 | 0 | 0 | 0 | 0 | 0 | 0 | 0 | 0 | 0 | 0 | 0 | 0 | 0 | 0 | 0
Gas-to-liquids (GTL) plants | 0 | 0 | 0 | 0 | 0 | 0 | 0 | 0 | 0 | 0 | 0 | 0 | 0 | 0 | 0 | 0 | 0 | 0 | 0 | 0 | 0 | 0 | 0 | 0 | 0 | 0 | 0 | 0 | 0 | 0 | 0 | 0 | 0 | 0 | 0 | 0 | 0 | 0 | 0 | 0 | 0 | 0 | 0 | 0 | 0 | 0 | 0 | 0 | 0 | 0 | 0 | 0 | 0 | 0 | 0 | 0 | 0 | 0 | 0 | 0 | 0 | 0 | 0 | 0 | 0
For blended natural gas | 0 | 0 | 0 | 0 | 0 | 0 | 0 | 0 | 0 | 0 | 0 | 0 | 0 | 0 | 0 | 0 | 0 | 0 | 0 | 0 | 0 | 0 | 0 | 0 | 0 | 0 | 0 | 0 | 0 | 0 | 0 | 0 | 0 | 0 | 0 | 0 | 0 | 0 | 0 | 0 | 0 | 0 | 0 | 0 | 0 | 0 | 0 | 0 | 0 | 0 | 0 | 0 | 0 | 0 | 0 | 0 | 0 | 0 | 0 | 0 | 0 | 0 | 0 | 0 | 0
Charcoal production plants | 0 | 0 | 0 | 0 | 0 | 0 | 0 | 0 | 0 | 0 | 0 | 0 | 0 | 0 | 0 | 0 | 0 | 0 | 0 | 0 | 0 | 0 | 0 | 0 | 0 | 0 | 0 | 0 | 0 | 0 | 0 | 0 | 0 | 0 | 0 | 0 | 0 | 0 | 0 | 0 | 0 | 0 | 0 | 0 | 0 | 0 | 0 | 0 | 0 | 0 | 0 | 0 | 0 | 0 | 0 | 0 | 0 | 0 | 0 | 0 | 0 | 0 | 0 | 0 | 0
Non-specified (transformation) | 0 | 0 | 0 | 0 | 0 | 0 | 0 | 0 | 0 | 0 | 0 | 0 | 0 | 0 | 0 | 0 | 0 | 0 | 0 | 0 | 0 | 0 | 0 | 0 | 0 | 0 | 0 | 0 | 0 | 0 | 0 | 0 | 0 | 0 | 0 | 0 | 0 | 0 | 0 | 0 | 0 | 0 | 0 | 0 | 0 | 0 | 0 | 0 | 0 | 0 | 0 | 0 | 0 | 0 | 0 | 0 | 0 | 0 | 0 | 0 | 0 | 0 | 0 | 0 | 0
Energy industry own use | 0 | 0 | 0 | 0 | 0 | 0 | 0 | 0 | 0 | 0 | 0 | 0 | 0 | 0 | 0 | 0 | 0 | 0 | 0 | 0 | 0 | 0 | 0 | 0 | 0 | 0 | 0 | 0 | 0 | 0 | 0 | 0 | 0 | 0 | 0 | 0 | 0 | 0 | 0 | 0 | 0 | 0 | 0 | 0 | 0 | 0 | 0 | 0 | 0 | 0 | 0 | 0 | 0 | 0 | 0 | 0 | 0 | 0 | 0 | 0 | 0 | 0 | 0 | 0 | 0
Coal mines | 0 | 0 | 0 | 0 | 0 | 0 | 0 | 0 | 0 | 0 | 0 | 0 | 0 | 0 | 0 | 0 | 0 | 0 | 0 | 0 | 0 | 0 | 0 | 0 | 0 | 0 | 0 | 0 | 0 | 0 | 0 | 0 | 0 | 0 | 0 | 0 | 0 | 0 | 0 | 0 | 0 | 0 | 0 | 0 | 0 | 0 | 0 | 0 | 0 | 0 | 0 | 0 | 0 | 0 | 0 | 0 | 0 | 0 | 0 | 0 | 0 | 0 | 0 | 0 | 0
Oil and gas extraction | 0 | 0 | 0 | 0 | 0 | 0 | 0 | 0 | 0 | 0 | 0 | 0 | 0 | 0 | 0 | 0 | 0 | 0 | 0 | 0 | 0 | 0 | 0 | 0 | 0 | 0 | 0 | 0 | 0 | 0 | 0 | 0 | 0 | 0 | 0 | 0 | 0 | 0 | 0 | 0 | 0 | 0 | 0 | 0 | 0 | 0 | 0 | 0 | 0 | 0 | 0 | 0 | 0 | 0 | 0 | 0 | 0 | 0 | 0 | 0 | 0 | 0 | 0 | 0 | 0
Blast furnaces | 0 | 0 | 0 | 0 | 0 | 0 | 0 | 0 | 0 | 0 | 0 | 0 | 0 | 0 | 0 | 0 | 0 | 0 | 0 | 0 | 0 | 0 | 0 | 0 | 0 | 0 | 0 | 0 | 0 | 0 | 0 | 0 | 0 | 0 | 0 | 0 | 0 | 0 | 0 | 0 | 0 | 0 | 0 | 0 | 0 | 0 | 0 | 0 | 0 | 0 | 0 | 0 | 0 | 0 | 0 | 0 | 0 | 0 | 0 | 0 | 0 | 0 | 0 | 0 | 0
Gas works | 0 | 0 | 0 | 0 | 0 | 0 | 0 | 0 | 0 | 0 | 0 | 0 | 0 | 0 | 0 | 0 | 0 | 0 | 0 | 0 | 0 | 0 | 0 | 0 | 0 | 0 | 0 | 0 | 0 | 0 | 0 | 0 | 0 | 0 | 0 | 0 | 0 | 0 | 0 | 0 | 0 | 0 | 0 | 0 | 0 | 0 | 0 | 0 | 0 | 0 | 0 | 0 | 0 | 0 | 0 | 0 | 0 | 0 | 0 | 0 | 0 | 0 | 0 | 0 | 0
Gasification plants for biogases | 0 | 0 | 0 | 0 | 0 | 0 | 0 | 0 | 0 | 0 | 0 | 0 | 0 | 0 | 0 | 0 | 0 | 0 | 0 | 0 | 0 | 0 | 0 | 0 | 0 | 0 | 0 | 0 | 0 | 0 | 0 | 0 | 0 | 0 | 0 | 0 | 0 | 0 | 0 | 0 | 0 | 0 | 0 | 0 | 0 | 0 | 0 | 0 | 0 | 0 | 0 | 0 | 0 | 0 | 0 | 0 | 0 | 0 | 0 | 0 | 0 | 0 | 0 | 0 | 0
Coke ovens | 0 | 0 | 0 | 0 | 0 | 0 | 0 | 0 | 0 | 0 | 0 | 0 | 0 | 0 | 0 | 0 | 0 | 0 | 0 | 0 | 0 | 0 | 0 | 0 | 0 | 0 | 0 | 0 | 0 | 0 | 0 | 0 | 0 | 0 | 0 | 0 | 0 | 0 | 0 | 0 | 0 | 0 | 0 | 0 | 0 | 0 | 0 | 0 | 0 | 0 | 0 | 0 | 0 | 0 | 0 | 0 | 0 | 0 | 0 | 0 | 0 | 0 | 0 | 0 | 0
Patent fuel plants | 0 | 0 | 0 | 0 | 0 | 0 | 0 | 0 | 0 | 0 | 0 | 0 | 0 | 0 | 0 | 0 | 0 | 0 | 0 | 0 | 0 | 0 | 0 | 0 | 0 | 0 | 0 | 0 | 0 | 0 | 0 | 0 | 0 | 0 | 0 | 0 | 0 | 0 | 0 | 0 | 0 | 0 | 0 | 0 | 0 | 0 | 0 | 0 | 0 | 0 | 0 | 0 | 0 | 0 | 0 | 0 | 0 | 0 | 0 | 0 | 0 | 0 | 0 | 0 | 0
BKB plants | 0 | 0 | 0 | 0 | 0 | 0 | 0 | 0 | 0 | 0 | 0 | 0 | 0 | 0 | 0 | 0 | 0 | 0 | 0 | 0 | 0 | 0 | 0 | 0 | 0 | 0 | 0 | 0 | 0 | 0 | 0 | 0 | 0 | 0 | 0 | 0 | 0 | 0 | 0 | 0 | 0 | 0 | 0 | 0 | 0 | 0 | 0 | 0 | 0 | 0 | 0 | 0 | 0 | 0 | 0 | 0 | 0 | 0 | 0 | 0 | 0 | 0 | 0 | 0 | 0
Oil refineries | 0 | 0 | 0 | 0 | 0 | 0 | 0 | 0 | 0 | 0 | 0 | 0 | 0 | 0 | 0 | 0 | 0 | 0 | 0 | 0 | 0 | 0 | 0 | 0 | 0 | 0 | 0 | 0 | 0 | 0 | 0 | 0 | 0 | 0 | 0 | 0 | 0 | 0 | 0 | 0 | 0 | 0 | 0 | 0 | 0 | 0 | 0 | 0 | 0 | 0 | 0 | 0 | 0 | 0 | 0 | 0 | 0 | 0 | 0 | 0 | 0 | 0 | 0 | 0 | 0
Coal liquefaction plants | 0 | 0 | 0 | 0 | 0 | 0 | 0 | 0 | 0 | 0 | 0 | 0 | 0 | 0 | 0 | 0 | 0 | 0 | 0 | 0 | 0 | 0 | 0 | 0 | 0 | 0 | 0 | 0 | 0 | 0 | 0 | 0 | 0 | 0 | 0 | 0 | 0 | 0 | 0 | 0 | 0 | 0 | 0 | 0 | 0 | 0 | 0 | 0 | 0 | 0 | 0 | 0 | 0 | 0 | 0 | 0 | 0 | 0 | 0 | 0 | 0 | 0 | 0 | 0 | 0
Liquefaction (LNG) / regasification plants | 0 | 0 | 0 | 0 | 0 | 0 | 0 | 0 | 0 | 0 | 0 | 0 | 0 | 0 | 0 | 0 | 0 | 0 | 0 | 0 | 0 | 0 | 0 | 0 | 0 | 0 | 0 | 0 | 0 | 0 | 0 | 0 | 0 | 0 | 0 | 0 | 0 | 0 | 0 | 0 | 0 | 0 | 0 | 0 | 0 | 0 | 0 | 0 | 0 | 0 | 0 | 0 | 0 | 0 | 0 | 0 | 0 | 0 | 0 | 0 | 0 | 0 | 0 | 0 | 0
Gas-to-liquids (GTL) plants | 0 | 0 | 0 | 0 | 0 | 0 | 0 | 0 | 0 | 0 | 0 | 0 | 0 | 0 | 0 | 0 | 0 | 0 | 0 | 0 | 0 | 0 | 0 | 0 | 0 | 0 | 0 | 0 | 0 | 0 | 0 | 0 | 0 | 0 | 0 | 0 | 0 | 0 | 0 | 0 | 0 | 0 | 0 | 0 | 0 | 0 | 0 | 0 | 0 | 0 | 0 | 0 | 0 | 0 | 0 | 0 | 0 | 0 | 0 | 0 | 0 | 0 | 0 | 0 | 0
Own use in electricity, CHP and heat plants | 0 | 0 | 0 | 0 | 0 | 0 | 0 | 0 | 0 | 0 | 0 | 0 | 0 | 0 | 0 | 0 | 0 | 0 | 0 | 0 | 0 | 0 | 0 | 0 | 0 | 0 | 0 | 0 | 0 | 0 | 0 | 0 | 0 | 0 | 0 | 0 | 0 | 0 | 0 | 0 | 0 | 0 | 0 | 0 | 0 | 0 | 0 | 0 | 0 | 0 | 0 | 0 | 0 | 0 | 0 | 0 | 0 | 0 | 0 | 0 | 0 | 0 | 0 | 0 | 0
Pumped storage plants | 0 | 0 | 0 | 0 | 0 | 0 | 0 | 0 | 0 | 0 | 0 | 0 | 0 | 0 | 0 | 0 | 0 | 0 | 0 | 0 | 0 | 0 | 0 | 0 | 0 | 0 | 0 | 0 | 0 | 0 | 0 | 0 | 0 | 0 | 0 | 0 | 0 | 0 | 0 | 0 | 0 | 0 | 0 | 0 | 0 | 0 | 0 | 0 | 0 | 0 | 0 | 0 | 0 | 0 | 0 | 0 | 0 | 0 | 0 | 0 | 0 | 0 | 0 | 0 | 0
Nuclear industry | 0 | 0 | 0 | 0 | 0 | 0 | 0 | 0 | 0 | 0 | 0 | 0 | 0 | 0 | 0 | 0 | 0 | 0 | 0 | 0 | 0 | 0 | 0 | 0 | 0 | 0 | 0 | 0 | 0 | 0 | 0 | 0 | 0 | 0 | 0 | 0 | 0 | 0 | 0 | 0 | 0 | 0 | 0 | 0 | 0 | 0 | 0 | 0 | 0 | 0 | 0 | 0 | 0 | 0 | 0 | 0 | 0 | 0 | 0 | 0 | 0 | 0 | 0 | 0 | 0
Charcoal production plants | 0 | 0 | 0 | 0 | 0 | 0 | 0 | 0 | 0 | 0 | 0 | 0 | 0 | 0 | 0 | 0 | 0 | 0 | 0 | 0 | 0 | 0 | 0 | 0 | 0 | 0 | 0 | 0 | 0 | 0 | 0 | 0 | 0 | 0 | 0 | 0 | 0 | 0 | 0 | 0 | 0 | 0 | 0 | 0 | 0 | 0 | 0 | 0 | 0 | 0 | 0 | 0 | 0 | 0 | 0 | 0 | 0 | 0 | 0 | 0 | 0 | 0 | 0 | 0 | 0
Non-specified (energy) | 0 | 0 | 0 | 0 | 0 | 0 | 0 | 0 | 0 | 0 | 0 | 0 | 0 | 0 | 0 | 0 | 0 | 0 | 0 | 0 | 0 | 0 | 0 | 0 | 0 | 0 | 0 | 0 | 0 | 0 | 0 | 0 | 0 | 0 | 0 | 0 | 0 | 0 | 0 | 0 | 0 | 0 | 0 | 0 | 0 | 0 | 0 | 0 | 0 | 0 | 0 | 0 | 0 | 0 | 0 | 0 | 0 | 0 | 0 | 0 | 0 | 0 | 0 | 0 | 0
Losses | 0 | 0 | 0 | 0 | 0 | 0 | 0 | 0 | 0 | 0 | 0 | 0 | 0 | 0 | 0 | 0 | 0 | 0 | 0 | 0 | 0 | 0 | 0 | 0 | 0 | 0 | 0 | 0 | 0 | 0 | 0 | 0 | 0 | 0 | 0 | 0 | 0 | 0 | 0 | 0 | 0 | 0 | 0 | 0 | 0 | 0 | 0 | 0 | 0 | 0 | 0 | 0 | 0 | 0 | 0 | 0 | 0 | 0 | 0 | 0 | 0 | 0 | 0 | 0 | 0
Total final consumption | 0 | 0 | 0 | 0 | 0 | 0 | 0 | 0 | 0 | 0 | 0 | 0 | 0 | 0 | 0 | 0 | 0 | 0 | 0 | 0 | 0 | 0 | 0 | 0 | 0 | 0 | 0 | 0 | 0 | 0 | 0 | 0 | 0 | 0 | 0 | 0 | 0 | 0 | 0 | 0 | 0 | 0 | 0 | 0 | 0 | 0 | 0 | 0 | 0 | 0 | 0 | 0 | 0 | 0 | 0 | 0 | 0 | 0 | 0 | 0 | 0 | 0 | 0 | 0 | 0
Industry | 0 | 0 | 0 | 0 | 0 | 0 | 0 | 0 | 0 | 0 | 0 | 0 | 0 | 0 | 0 | 0 | 0 | 0 | 0 | 0 | 0 | 0 | 0 | 0 | 0 | 0 | 0 | 0 | 0 | 0 | 0 | 0 | 0 | 0 | 0 | 0 | 0 | 0 | 0 | 0 | 0 | 0 | 0 | 0 | 0 | 0 | 0 | 0 | 0 | 0 | 0 | 0 | 0 | 0 | 0 | 0 | 0 | 0 | 0 | 0 | 0 | 0 | 0 | 0 | 0
Iron and steel | 0 | 0 | 0 | 0 | 0 | 0 | 0 | 0 | 0 | 0 | 0 | 0 | 0 | 0 | 0 | 0 | 0 | 0 | 0 | 0 | 0 | 0 | 0 | 0 | 0 | 0 | 0 | 0 | 0 | 0 | 0 | 0 | 0 | 0 | 0 | 0 | 0 | 0 | 0 | 0 | 0 | 0 | 0 | 0 | 0 | 0 | 0 | 0 | 0 | 0 | 0 | 0 | 0 | 0 | 0 | 0 | 0 | 0 | 0 | 0 | 0 | 0 | 0 | 0 | 0
Chemical and petrochemical | 0 | 0 | 0 | 0 | 0 | 0 | 0 | 0 | 0 | 0 | 0 | 0 | 0 | 0 | 0 | 0 | 0 | 0 | 0 | 0 | 0 | 0 | 0 | 0 | 0 | 0 | 0 | 0 | 0 | 0 | 0 | 0 | 0 | 0 | 0 | 0 | 0 | 0 | 0 | 0 | 0 | 0 | 0 | 0 | 0 | 0 | 0 | 0 | 0 | 0 | 0 | 0 | 0 | 0 | 0 | 0 | 0 | 0 | 0 | 0 | 0 | 0 | 0 | 0 | 0
Non-ferrous metals | 0 | 0 | 0 | 0 | 0 | 0 | 0 | 0 | 0 | 0 | 0 | 0 | 0 | 0 | 0 | 0 | 0 | 0 | 0 | 0 | 0 | 0 | 0 | 0 | 0 | 0 | 0 | 0 | 0 | 0 | 0 | 0 | 0 | 0 | 0 | 0 | 0 | 0 | 0 | 0 | 0 | 0 | 0 | 0 | 0 | 0 | 0 | 0 | 0 | 0 | 0 | 0 | 0 | 0 | 0 | 0 | 0 | 0 | 0 | 0 | 0 | 0 | 0 | 0 | 0
Non-metallic minerals | 0 | 0 | 0 | 0 | 0 | 0 | 0 | 0 | 0 | 0 | 0 | 0 | 0 | 0 | 0 | 0 | 0 | 0 | 0 | 0 | 0 | 0 | 0 | 0 | 0 | 0 | 0 | 0 | 0 | 0 | 0 | 0 | 0 | 0 | 0 | 0 | 0 | 0 | 0 | 0 | 0 | 0 | 0 | 0 | 0 | 0 | 0 | 0 | 0 | 0 | 0 | 0 | 0 | 0 | 0 | 0 | 0 | 0 | 0 | 0 | 0 | 0 | 0 | 0 | 0
Transport equipment | 0 | 0 | 0 | 0 | 0 | 0 | 0 | 0 | 0 | 0 | 0 | 0 | 0 | 0 | 0 | 0 | 0 | 0 | 0 | 0 | 0 | 0 | 0 | 0 | 0 | 0 | 0 | 0 | 0 | 0 | 0 | 0 | 0 | 0 | 0 | 0 | 0 | 0 | 0 | 0 | 0 | 0 | 0 | 0 | 0 | 0 | 0 | 0 | 0 | 0 | 0 | 0 | 0 | 0 | 0 | 0 | 0 | 0 | 0 | 0 | 0 | 0 | 0 | 0 | 0
Machinery | 0 | 0 | 0 | 0 | 0 | 0 | 0 | 0 | 0 | 0 | 0 | 0 | 0 | 0 | 0 | 0 | 0 | 0 | 0 | 0 | 0 | 0 | 0 | 0 | 0 | 0 | 0 | 0 | 0 | 0 | 0 | 0 | 0 | 0 | 0 | 0 | 0 | 0 | 0 | 0 | 0 | 0 | 0 | 0 | 0 | 0 | 0 | 0 | 0 | 0 | 0 | 0 | 0 | 0 | 0 | 0 | 0 | 0 | 0 | 0 | 0 | 0 | 0 | 0 | 0
Mining and quarrying | 0 | 0 | 0 | 0 | 0 | 0 | 0 | 0 | 0 | 0 | 0 | 0 | 0 | 0 | 0 | 0 | 0 | 0 | 0 | 0 | 0 | 0 | 0 | 0 | 0 | 0 | 0 | 0 | 0 | 0 | 0 | 0 | 0 | 0 | 0 | 0 | 0 | 0 | 0 | 0 | 0 | 0 | 0 | 0 | 0 | 0 | 0 | 0 | 0 | 0 | 0 | 0 | 0 | 0 | 0 | 0 | 0 | 0 | 0 | 0 | 0 | 0 | 0 | 0 | 0
Food and tobacco | 0 | 0 | 0 | 0 | 0 | 0 | 0 | 0 | 0 | 0 | 0 | 0 | 0 | 0 | 0 | 0 | 0 | 0 | 0 | 0 | 0 | 0 | 0 | 0 | 0 | 0 | 0 | 0 | 0 | 0 | 0 | 0 | 0 | 0 | 0 | 0 | 0 | 0 | 0 | 0 | 0 | 0 | 0 | 0 | 0 | 0 | 0 | 0 | 0 | 0 | 0 | 0 | 0 | 0 | 0 | 0 | 0 | 0 | 0 | 0 | 0 | 0 | 0 | 0 | 0
Paper, pulp and print | 0 | 0 | 0 | 0 | 0 | 0 | 0 | 0 | 0 | 0 | 0 | 0 | 0 | 0 | 0 | 0 | 0 | 0 | 0 | 0 | 0 | 0 | 0 | 0 | 0 | 0 | 0 | 0 | 0 | 0 | 0 | 0 | 0 | 0 | 0 | 0 | 0 | 0 | 0 | 0 | 0 | 0 | 0 | 0 | 0 | 0 | 0 | 0 | 0 | 0 | 0 | 0 | 0 | 0 | 0 | 0 | 0 | 0 | 0 | 0 | 0 | 0 | 0 | 0 | 0
Wood and wood products | 0 | 0 | 0 | 0 | 0 | 0 | 0 | 0 | 0 | 0 | 0 | 0 | 0 | 0 | 0 | 0 | 0 | 0 | 0 | 0 | 0 | 0 | 0 | 0 | 0 | 0 | 0 | 0 | 0 | 0 | 0 | 0 | 0 | 0 | 0 | 0 | 0 | 0 | 0 | 0 | 0 | 0 | 0 | 0 | 0 | 0 | 0 | 0 | 0 | 0 | 0 | 0 | 0 | 0 | 0 | 0 | 0 | 0 | 0 | 0 | 0 | 0 | 0 | 0 | 0
Construction | 0 | 0 | 0 | 0 | 0 | 0 | 0 | 0 | 0 | 0 | 0 | 0 | 0 | 0 | 0 | 0 | 0 | 0 | 0 | 0 | 0 | 0 | 0 | 0 | 0 | 0 | 0 | 0 | 0 | 0 | 0 | 0 | 0 | 0 | 0 | 0 | 0 | 0 | 0 | 0 | 0 | 0 | 0 | 0 | 0 | 0 | 0 | 0 | 0 | 0 | 0 | 0 | 0 | 0 | 0 | 0 | 0 | 0 | 0 | 0 | 0 | 0 | 0 | 0 | 0
Textile and leather | 0 | 0 | 0 | 0 | 0 | 0 | 0 | 0 | 0 | 0 | 0 | 0 | 0 | 0 | 0 | 0 | 0 | 0 | 0 | 0 | 0 | 0 | 0 | 0 | 0 | 0 | 0 | 0 | 0 | 0 | 0 | 0 | 0 | 0 | 0 | 0 | 0 | 0 | 0 | 0 | 0 | 0 | 0 | 0 | 0 | 0 | 0 | 0 | 0 | 0 | 0 | 0 | 0 | 0 | 0 | 0 | 0 | 0 | 0 | 0 | 0 | 0 | 0 | 0 | 0
Non-specified (industry) | 0 | 0 | 0 | 0 | 0 | 0 | 0 | 0 | 0 | 0 | 0 | 0 | 0 | 0 | 0 | 0 | 0 | 0 | 0 | 0 | 0 | 0 | 0 | 0 | 0 | 0 | 0 | 0 | 0 | 0 | 0 | 0 | 0 | 0 | 0 | 0 | 0 | 0 | 0 | 0 | 0 | 0 | 0 | 0 | 0 | 0 | 0 | 0 | 0 | 0 | 0 | 0 | 0 | 0 | 0 | 0 | 0 | 0 | 0 | 0 | 0 | 0 | 0 | 0 | 0
Transport | 0 | 0 | 0 | 0 | 0 | 0 | 0 | 0 | 0 | 0 | 0 | 0 | 0 | 0 | 0 | 0 | 0 | 0 | 0 | 0 | 0 | 0 | 0 | 0 | 0 | 0 | 0 | 0 | 0 | 0 | 0 | 0 | 0 | 0 | 0 | 0 | 0 | 0 | 0 | 0 | 0 | 0 | 0 | 0 | 0 | 0 | 0 | 0 | 0 | 0 | 0 | 0 | 0 | 0 | 0 | 0 | 0 | 0 | 0 | 0 | 0 | 0 | 0 | 0 | 0
Domestic aviation | 0 | 0 | 0 | 0 | 0 | 0 | 0 | 0 | 0 | 0 | 0 | 0 | 0 | 0 | 0 | 0 | 0 | 0 | 0 | 0 | 0 | 0 | 0 | 0 | 0 | 0 | 0 | 0 | 0 | 0 | 0 | 0 | 0 | 0 | 0 | 0 | 0 | 0 | 0 | 0 | 0 | 0 | 0 | 0 | 0 | 0 | 0 | 0 | 0 | 0 | 0 | 0 | 0 | 0 | 0 | 0 | 0 | 0 | 0 | 0 | 0 | 0 | 0 | 0 | 0
Road | 0 | 0 | 0 | 0 | 0 | 0 | 0 | 0 | 0 | 0 | 0 | 0 | 0 | 0 | 0 | 0 | 0 | 0 | 0 | 0 | 0 | 0 | 0 | 0 | 0 | 0 | 0 | 0 | 0 | 0 | 0 | 0 | 0 | 0 | 0 | 0 | 0 | 0 | 0 | 0 | 0 | 0 | 0 | 0 | 0 | 0 | 0 | 0 | 0 | 0 | 0 | 0 | 0 | 0 | 0 | 0 | 0 | 0 | 0 | 0 | 0 | 0 | 0 | 0 | 0
Rail | 0 | 0 | 0 | 0 | 0 | 0 | 0 | 0 | 0 | 0 | 0 | 0 | 0 | 0 | 0 | 0 | 0 | 0 | 0 | 0 | 0 | 0 | 0 | 0 | 0 | 0 | 0 | 0 | 0 | 0 | 0 | 0 | 0 | 0 | 0 | 0 | 0 | 0 | 0 | 0 | 0 | 0 | 0 | 0 | 0 | 0 | 0 | 0 | 0 | 0 | 0 | 0 | 0 | 0 | 0 | 0 | 0 | 0 | 0 | 0 | 0 | 0 | 0 | 0 | 0
Pipeline transport | 0 | 0 | 0 | 0 | 0 | 0 | 0 | 0 | 0 | 0 | 0 | 0 | 0 | 0 | 0 | 0 | 0 | 0 | 0 | 0 | 0 | 0 | 0 | 0 | 0 | 0 | 0 | 0 | 0 | 0 | 0 | 0 | 0 | 0 | 0 | 0 | 0 | 0 | 0 | 0 | 0 | 0 | 0 | 0 | 0 | 0 | 0 | 0 | 0 | 0 | 0 | 0 | 0 | 0 | 0 | 0 | 0 | 0 | 0 | 0 | 0 | 0 | 0 | 0 | 0
Domestic navigation | 0 | 0 | 0 | 0 | 0 | 0 | 0 | 0 | 0 | 0 | 0 | 0 | 0 | 0 | 0 | 0 | 0 | 0 | 0 | 0 | 0 | 0 | 0 | 0 | 0 | 0 | 0 | 0 | 0 | 0 | 0 | 0 | 0 | 0 | 0 | 0 | 0 | 0 | 0 | 0 | 0 | 0 | 0 | 0 | 0 | 0 | 0 | 0 | 0 | 0 | 0 | 0 | 0 | 0 | 0 | 0 | 0 | 0 | 0 | 0 | 0 | 0 | 0 | 0 | 0
Non-specified (transport) | 0 | 0 | 0 | 0 | 0 | 0 | 0 | 0 | 0 | 0 | 0 | 0 | 0 | 0 | 0 | 0 | 0 | 0 | 0 | 0 | 0 | 0 | 0 | 0 | 0 | 0 | 0 | 0 | 0 | 0 | 0 | 0 | 0 | 0 | 0 | 0 | 0 | 0 | 0 | 0 | 0 | 0 | 0 | 0 | 0 | 0 | 0 | 0 | 0 | 0 | 0 | 0 | 0 | 0 | 0 | 0 | 0 | 0 | 0 | 0 | 0 | 0 | 0 | 0 | 0
Other | 0 | 0 | 0 | 0 | 0 | 0 | 0 | 0 | 0 | 0 | 0 | 0 | 0 | 0 | 0 | 0 | 0 | 0 | 0 | 0 | 0 | 0 | 0 | 0 | 0 | 0 | 0 | 0 | 0 | 0 | 0 | 0 | 0 | 0 | 0 | 0 | 0 | 0 | 0 | 0 | 0 | 0 | 0 | 0 | 0 | 0 | 0 | 0 | 0 | 0 | 0 | 0 | 0 | 0 | 0 | 0 | 0 | 0 | 0 | 0 | 0 | 0 | 0 | 0 | 0
Residential | 0 | 0 | 0 | 0 | 0 | 0 | 0 | 0 | 0 | 0 | 0 | 0 | 0 | 0 | 0 | 0 | 0 | 0 | 0 | 0 | 0 | 0 | 0 | 0 | 0 | 0 | 0 | 0 | 0 | 0 | 0 | 0 | 0 | 0 | 0 | 0 | 0 | 0 | 0 | 0 | 0 | 0 | 0 | 0 | 0 | 0 | 0 | 0 | 0 | 0 | 0 | 0 | 0 | 0 | 0 | 0 | 0 | 0 | 0 | 0 | 0 | 0 | 0 | 0 | 0
Commercial and public services | 0 | 0 | 0 | 0 | 0 | 0 | 0 | 0 | 0 | 0 | 0 | 0 | 0 | 0 | 0 | 0 | 0 | 0 | 0 | 0 | 0 | 0 | 0 | 0 | 0 | 0 | 0 | 0 | 0 | 0 | 0 | 0 | 0 | 0 | 0 | 0 | 0 | 0 | 0 | 0 | 0 | 0 | 0 | 0 | 0 | 0 | 0 | 0 | 0 | 0 | 0 | 0 | 0 | 0 | 0 | 0 | 0 | 0 | 0 | 0 | 0 | 0 | 0 | 0 | 0
Agriculture/forestry | 0 | 0 | 0 | 0 | 0 | 0 | 0 | 0 | 0 | 0 | 0 | 0 | 0 | 0 | 0 | 0 | 0 | 0 | 0 | 0 | 0 | 0 | 0 | 0 | 0 | 0 | 0 | 0 | 0 | 0 | 0 | 0 | 0 | 0 | 0 | 0 | 0 | 0 | 0 | 0 | 0 | 0 | 0 | 0 | 0 | 0 | 0 | 0 | 0 | 0 | 0 | 0 | 0 | 0 | 0 | 0 | 0 | 0 | 0 | 0 | 0 | 0 | 0 | 0 | 0
Fishing | 0 | 0 | 0 | 0 | 0 | 0 | 0 | 0 | 0 | 0 | 0 | 0 | 0 | 0 | 0 | 0 | 0 | 0 | 0 | 0 | 0 | 0 | 0 | 0 | 0 | 0 | 0 | 0 | 0 | 0 | 0 | 0 | 0 | 0 | 0 | 0 | 0 | 0 | 0 | 0 | 0 | 0 | 0 | 0 | 0 | 0 | 0 | 0 | 0 | 0 | 0 | 0 | 0 | 0 | 0 | 0 | 0 | 0 | 0 | 0 | 0 | 0 | 0 | 0 | 0
Non-specified (other) | 0 | 0 | 0 | 0 | 0 | 0 | 0 | 0 | 0 | 0 | 0 | 0 | 0 | 0 | 0 | 0 | 0 | 0 | 0 | 0 | 0 | 0 | 0 | 0 | 0 | 0 | 0 | 0 | 0 | 0 | 0 | 0 | 0 | 0 | 0 | 0 | 0 | 0 | 0 | 0 | 0 | 0 | 0 | 0 | 0 | 0 | 0 | 0 | 0 | 0 | 0 | 0 | 0 | 0 | 0 | 0 | 0 | 0 | 0 | 0 | 0 | 0 | 0 | 0 | 0
Non-energy use | 0 | 0 | 0 | 0 | 0 | 0 | 0 | 0 | 0 | 0 | 0 | 0 | 0 | 0 | 0 | 0 | 0 | 0 | 0 | 0 | 0 | 0 | 0 | 0 | 0 | 0 | 0 | 0 | 0 | 0 | 0 | 0 | 0 | 0 | 0 | 0 | 0 | 0 | 0 | 0 | 0 | 0 | 0 | 0 | 0 | 0 | 0 | 0 | 0 | 0 | 0 | 0 | 0 | 0 | 0 | 0 | 0 | 0 | 0 | 0 | 0 | 0 | 0 | 0 | 0
Non-energy use industry/transformation/energy | 0 | 0 | 0 | 0 | 0 | 0 | 0 | 0 | 0 | 0 | 0 | 0 | 0 | 0 | 0 | 0 | 0 | 0 | 0 | 0 | 0 | 0 | 0 | 0 | 0 | 0 | 0 | 0 | 0 | 0 | 0 | 0 | 0 | 0 | 0 | 0 | 0 | 0 | 0 | 0 | 0 | 0 | 0 | 0 | 0 | 0 | 0 | 0 | 0 | 0 | 0 | 0 | 0 | 0 | 0 | 0 | 0 | 0 | 0 | 0 | 0 | 0 | 0 | 0 | 0
Memo: Feedstock use in petrochemical industry | 0 | 0 | 0 | 0 | 0 | 0 | 0 | 0 | 0 | 0 | 0 | 0 | 0 | 0 | 0 | 0 | 0 | 0 | 0 | 0 | 0 | 0 | 0 | 0 | 0 | 0 | 0 | 0 | 0 | 0 | 0 | 0 | 0 | 0 | 0 | 0 | 0 | 0 | 0 | 0 | 0 | 0 | 0 | 0 | 0 | 0 | 0 | 0 | 0 | 0 | 0 | 0 | 0 | 0 | 0 | 0 | 0 | 0 | 0 | 0 | 0 | 0 | 0 | 0 | 0
Non-energy use in transport | 0 | 0 | 0 | 0 | 0 | 0 | 0 | 0 | 0 | 0 | 0 | 0 | 0 | 0 | 0 | 0 | 0 | 0 | 0 | 0 | 0 | 0 | 0 | 0 | 0 | 0 | 0 | 0 | 0 | 0 | 0 | 0 | 0 | 0 | 0 | 0 | 0 | 0 | 0 | 0 | 0 | 0 | 0 | 0 | 0 | 0 | 0 | 0 | 0 | 0 | 0 | 0 | 0 | 0 | 0 | 0 | 0 | 0 | 0 | 0 | 0 | 0 | 0 | 0 | 0
Non-energy use in other | 0 | 0 | 0 | 0 | 0 | 0 | 0 | 0 | 0 | 0 | 0 | 0 | 0 | 0 | 0 | 0 | 0 | 0 | 0 | 0 | 0 | 0 | 0 | 0 | 0 | 0 | 0 | 0 | 0 | 0 | 0 | 0 | 0 | 0 | 0 | 0 | 0 | 0 | 0 | 0 | 0 | 0 | 0 | 0 | 0 | 0 | 0 | 0 | 0 | 0 | 0 | 0 | 0 | 0 | 0 | 0 | 0 | 0 | 0 | 0 | 0 | 0 | 0 | 0 | 0
Electricity output (GWh) | 0 | 0 | 0 | 0 | 0 | 0 | 0 | 0 | 0 | 0 | 0 | 0 | 0 | 0 | 0 | 0 | 0 | 0 | 0 | 0 | 0 | 0 | 0 | 0 | 0 | 0 | 0 | 0 | 0 | 0 | 0 | 0 | 0 | 0 | 0 | 0 | 0 | 0 | 0 | 0 | 0 | 0 | 0 | 0 | 0 | 0 | 0 | 0 | 0 | 0 | 0 | 0 | 0 | 0 | 0 | 0 | 0 | 0 | 0 | 0 | 0 | 0 | 0 | 0 | 0
Electricity output (GWh)-main activity producer electricity plants | 0 | 0 | 0 | 0 | 0 | 0 | 0 | 0 | 0 | 0 | 0 | 0 | 0 | 0 | 0 | 0 | 0 | 0 | 0 | 0 | 0 | 0 | 0 | 0 | 0 | 0 | 0 | 0 | 0 | 0 | 0 | 0 | 0 | 0 | 0 | 0 | 0 | 0 | 0 | 0 | 0 | 0 | 0 | 0 | 0 | 0 | 0 | 0 | 0 | 0 | 0 | 0 | 0 | 0 | 0 | 0 | 0 | 0 | 0 | 0 | 0 | 0 | 0 | 0 | 0
Electricity output (GWh)-autoproducer electricity plants | 0 | 0 | 0 | 0 | 0 | 0 | 0 | 0 | 0 | 0 | 0 | 0 | 0 | 0 | 0 | 0 | 0 | 0 | 0 | 0 | 0 | 0 | 0 | 0 | 0 | 0 | 0 | 0 | 0 | 0 | 0 | 0 | 0 | 0 | 0 | 0 | 0 | 0 | 0 | 0 | 0 | 0 | 0 | 0 | 0 | 0 | 0 | 0 | 0 | 0 | 0 | 0 | 0 | 0 | 0 | 0 | 0 | 0 | 0 | 0 | 0 | 0 | 0 | 0 | 0
Electricity output (GWh)-main activity producer CHP plants | 0 | 0 | 0 | 0 | 0 | 0 | 0 | 0 | 0 | 0 | 0 | 0 | 0 | 0 | 0 | 0 | 0 | 0 | 0 | 0 | 0 | 0 | 0 | 0 | 0 | 0 | 0 | 0 | 0 | 0 | 0 | 0 | 0 | 0 | 0 | 0 | 0 | 0 | 0 | 0 | 0 | 0 | 0 | 0 | 0 | 0 | 0 | 0 | 0 | 0 | 0 | 0 | 0 | 0 | 0 | 0 | 0 | 0 | 0 | 0 | 0 | 0 | 0 | 0 | 0
Electricity output (GWh)-autoproducer CHP plants | 0 | 0 | 0 | 0 | 0 | 0 | 0 | 0 | 0 | 0 | 0 | 0 | 0 | 0 | 0 | 0 | 0 | 0 | 0 | 0 | 0 | 0 | 0 | 0 | 0 | 0 | 0 | 0 | 0 | 0 | 0 | 0 | 0 | 0 | 0 | 0 | 0 | 0 | 0 | 0 | 0 | 0 | 0 | 0 | 0 | 0 | 0 | 0 | 0 | 0 | 0 | 0 | 0 | 0 | 0 | 0 | 0 | 0 | 0 | 0 | 0 | 0 | 0 | 0 | 0
Heat output | 0 | 0 | 0 | 0 | 0 | 0 | 0 | 0 | 0 | 0 | 0 | 0 | 0 | 0 | 0 | 0 | 0 | 0 | 0 | 0 | 0 | 0 | 0 | 0 | 0 | 0 | 0 | 0 | 0 | 0 | 0 | 0 | 0 | 0 | 0 | 0 | 0 | 0 | 0 | 0 | 0 | 0 | 0 | 0 | 0 | 0 | 0 | 0 | 0 | 0 | 0 | 0 | 0 | 0 | 0 | 0 | 0 | 0 | 0 | 0 | 0 | 0 | 0 | 0 | 0
Heat output-main activity producer CHP plants | 0 | 0 | 0 | 0 | 0 | 0 | 0 | 0 | 0 | 0 | 0 | 0 | 0 | 0 | 0 | 0 | 0 | 0 | 0 | 0 | 0 | 0 | 0 | 0 | 0 | 0 | 0 | 0 | 0 | 0 | 0 | 0 | 0 | 0 | 0 | 0 | 0 | 0 | 0 | 0 | 0 | 0 | 0 | 0 | 0 | 0 | 0 | 0 | 0 | 0 | 0 | 0 | 0 | 0 | 0 | 0 | 0 | 0 | 0 | 0 | 0 | 0 | 0 | 0 | 0
Heat output-autoproducer CHP plants | 0 | 0 | 0 | 0 | 0 | 0 | 0 | 0 | 0 | 0 | 0 | 0 | 0 | 0 | 0 | 0 | 0 | 0 | 0 | 0 | 0 | 0 | 0 | 0 | 0 | 0 | 0 | 0 | 0 | 0 | 0 | 0 | 0 | 0 | 0 | 0 | 0 | 0 | 0 | 0 | 0 | 0 | 0 | 0 | 0 | 0 | 0 | 0 | 0 | 0 | 0 | 0 | 0 | 0 | 0 | 0 | 0 | 0 | 0 | 0 | 0 | 0 | 0 | 0 | 0
Heat output-main activity producer heat plants | 0 | 0 | 0 | 0 | 0 | 0 | 0 | 0 | 0 | 0 | 0 | 0 | 0 | 0 | 0 | 0 | 0 | 0 | 0 | 0 | 0 | 0 | 0 | 0 | 0 | 0 | 0 | 0 | 0 | 0 | 0 | 0 | 0 | 0 | 0 | 0 | 0 | 0 | 0 | 0 | 0 | 0 | 0 | 0 | 0 | 0 | 0 | 0 | 0 | 0 | 0 | 0 | 0 | 0 | 0 | 0 | 0 | 0 | 0 | 0 | 0 | 0 | 0 | 0 | 0
Heat output-autoproducer heat plants | 0 | 0 | 0 | 0 | 0 | 0 | 0 | 0 | 0 | 0 | 0 | 0 | 0 | 0 | 0 | 0 | 0 | 0 | 0 | 0 | 0 | 0 | 0 | 0 | 0 | 0 | 0 | 0 | 0 | 0 | 0 | 0 | 0 | 0 | 0 | 0 | 0 | 0 | 0 | 0 | 0 | 0 | 0 | 0 | 0 | 0 | 0 | 0 | 0 | 0 | 0 | 0 | 0 | 0 | 0 | 0 | 0 | 0 | 0 | 0 | 0 | 0 | 0 | 0 | 0

## CEB allocation
Corrected energy balance allocation factors
Notes
On this page, two allocation vectors are created to divide differences between the original and corrected energy balance from a carrier to a subcarrier level.
(Sub)fuel allocation power plants
PRODUCT | Hard coal (if no detail) | Brown coal (if no detail) | Anthracite | Coking coal | Other bituminous coal | Sub-bituminous coal | Lignite | Patent fuel | Coke oven coke | Gas coke | Coal tar | BKB/peat briquettes | Gas works gas | Coke oven gas | Blast furnace gas | Other recovered gases | Peat | Natural Gas | Crude/NGL/feedstocks (if no detail) | Crude oil | Natural gas liquids | Refinery feedstocks | Additives/blending components | Other hydrocarbons | Refinery gas | Ethane | Liquefied petroleum gases (LPG) | Motor gasoline | Aviation gasoline | Gasoline type jet fuel | Kerosene type jet fuel | Other Kerosene | Gas/diesel oil | Fuel oil | Naphtha | White spirit & SBP | Lubricants | Bitumen | Paraffin waxes | Petroleum coke | Non-specified oil products | Industrial waste | Municipal waste (renewable) | Municipal waste (non-renewable) | Primary solid biofuels | Biogases | Biogasoline | Biodiesels | Other liquid biofuels | Non-specified primary biofuels and waste | Charcoal | Elec/heat output from non-specified manufactured gases | Heat output from non-specified combustible fuels | Nuclear | Hydro | Geothermal
Main activity producer electricity | 0 | 0 | 0 | 0 | 0 | 0 | 0 | 0 | 0 | 0 | 0 | 0 | 0 | 0 | 0 | 0 | 0 | 0 | 0 | 0 | 0 | 0 | 0 | 0 | 0 | 0 | 0 | 0 | 0 | 0 | 0 | 0 | 0 | 0 | 0 | 0 | 0 | 0 | 0 | 0 | 0 | 0 | 0 | 0 | 0 | 0 | 0 | 0 | 0 | 0 | 0 | 0 | 0 | 0 | 0 | 0
Autoproducer electricity | 0 | 0 | 0 | 0 | 0 | 0 | 0 | 0 | 0 | 0 | 0 | 0 | 0 | 0 | 0 | 0 | 0 | 0 | 0 | 0 | 0 | 0 | 0 | 0 | 0 | 0 | 0 | 0 | 0 | 0 | 0 | 0 | 0 | 0 | 0 | 0 | 0 | 0 | 0 | 0 | 0 | 0 | 0 | 0 | 0 | 0 | 0 | 0 | 0 | 0 | 0 | 0 | 0 | 0 | 0 | 0
Main activity producer heat plants | 0% | 0% | 0% | 0% | 0% | 0% | 0% | 0% | 0% | 0% | 0% | 0% | 0% | 0% | 0% | 0% | 0% | 0% | 0% | 0% | 0% | 0% | 0% | 0% | 0% | 0% | 0% | 0% | 0% | 0% | 0% | 0% | 0% | 0% | 0% | 0% | 0% | 0% | 0% | 0% | 0% | 0% | 0% | 0% | 0% | 0% |  |  |  | 0% | [5 empty] | 0%
(Sub)fuel allocation heat plants
PRODUCT | Hard coal (if no detail) | Brown coal (if no detail) | Anthracite | Coking coal | Other bituminous coal | Sub-bituminous coal | Lignite | Patent fuel | Coke oven coke | Gas coke | Coal tar | BKB/peat briquettes | Gas works gas | Coke oven gas | Blast furnace gas | Other recovered gases | Peat | Natural Gas | Crude/NGL/feedstocks (if no detail) | Crude oil | Natural gas liquids | Refinery feedstocks | Additives/blending components | Other hydrocarbons | Refinery gas | Ethane | Liquefied petroleum gases (LPG) | Motor gasoline | Aviation gasoline | Gasoline type jet fuel | Kerosene type jet fuel | Other Kerosene | Gas/diesel oil | Fuel oil | Naphtha | White spirit & SBP | Lubricants | Bitumen | Paraffin waxes | Petroleum coke | Non-specified oil products | Industrial waste | Municipal waste (renewable) | Municipal waste (non-renewable) | Primary solid biofuels | Biogases | Biogasoline | Biodiesels | Other liquid biofuels | Non-specified primary biofuels and waste | Charcoal | Elec/heat output from non-specified manufactured gases | Heat output from non-specified combustible fuels | Nuclear | Hydro | Geothermal
Main activity producer heat plants | 0 | 0 | 0 | 0 | 0 | 0 | 0 | 0 | 0 | 0 | 0 | 0 | 0 | 0 | 0 | 0 | 0 | 0 | 0 | 0 | 0 | 0 | 0 | 0 | 0 | 0 | 0 | 0 | 0 | 0 | 0 | 0 | 0 | 0 | 0 | 0 | 0 | 0 | 0 | 0 | 0 | 0 | 0 | 0 | 0 | 0 | 0 | 0 | 0 | 0 | 0 | 0 | 0 | 0 | 0 | 0
Autoproducer heat plants | 0 | 0 | 0 | 0 | 0 | 0 | 0 | 0 | 0 | 0 | 0 | 0 | 0 | 0 | 0 | 0 | 0 | 0 | 0 | 0 | 0 | 0 | 0 | 0 | 0 | 0 | 0 | 0 | 0 | 0 | 0 | 0 | 0 | 0 | 0 | 0 | 0 | 0 | 0 | 0 | 0 | 0 | 0 | 0 | 0 | 0 | 0 | 0 | 0 | 0 | 0 | 0 | 0 | 0 | 0 | 0
Main activity producer heat plants | 0% | 0% | 0% | 0% | 0% | 0% | 0% | 0% | 0% | 0% | 0% | 0% | 0% | 0% | 0% | 0% | 0% | 0% | 0% | 0% | 0% | 0% | 0% | 0% | 0% | 0% | 0% | 0% | 0% | 0% | 0% | 0% | 0% | 0% | 0% | 0% | 0% | 0% | 0% | 0% | 0% | 0% | 0% | 0% | 0% | 0% |  |  |  | 0% | [5 empty] | 0%
Calculation

## Main activity power plants
Main activity power plants
Notes
On this page, the inputs and outputs of the power plants in the main activity sector are determined, based on the assumptions on the Dashboard and after subtracting fuels in co-fueling plants.
Inputs/outputs
Type | Fuel type | Total electricity production (TJ) | Total fuel input (TJ) | Source | Comments
Main activity power plants
| Coal | 0 |  |  | Total coal use (including co-firing coal plants)
| Lignite | 0
| Natural gas | 0
| Oil | 0
| Diesel | 0
| Biogenic waste | 0
| Non biogenic waste | 0
| Biogas (greengas) | 0
| Wood pellets | 0 |  |  | All wood pellets are used in co-firing coal plant
| Nuclear | 0
| Wind | 0
| Hydro | 0
| Geothermal | 0
| Solar PV | 0
| All fuels | 0
Ultra supercritical co-firing
| Coal | 0 | #DIV/0!
| Wood pellets | 0 | #DIV/0!
| All fuels | 0 | #DIV/0!
Coal supercritical
| Coal | #DIV/0! | #DIV/0!
Coal Ultra supercritical
| Coal | 0 | #DIV/0!
Coal Ultra supercritical ccs
| Coal | 0 | #DIV/0!
Coal Combined cycle
| Coal | 0 | #DIV/0!
Coal Combined cycle ccs
| Coal | 0 | #DIV/0!
Lignite Ultra supercritical
| Lignite | 0 | #DIV/0!
Lignite Ultra supercritical ccs
| Lignite | 0 | #DIV/0!
Gas Turbine
| Natural gas | 0 | #DIV/0!
| Biogas (greengas) | 0 | #DIV/0!
| All fuels | 0 | #DIV/0!
Gas Combined cycle
| Natural gas | 0 | #DIV/0!
| Biogas (greengas) | 0 | #DIV/0!
| All fuels | 0 | #DIV/0!
Gas Combined cycle ccs
| Natural gas | 0 | #DIV/0!
| Biogas (greengas) | 0 | #DIV/0!
| All fuels | 0 | #DIV/0!
Gas Ultra supercritical
| Natural gas | 0 | #DIV/0!
| Biogas (greengas) | 0 | #DIV/0!
| All fuels | 0 | #DIV/0!
Oil Ultra supercritical
| Oil | 0 | #DIV/0!
Diesel engine
| Diesel | 0 | #DIV/0!
Waste Supercritical
| Biogenic waste | 0 | #DIV/0!
| Non biogenic waste | 0 | #DIV/0!
| All fuels | 0 | #DIV/0!
Nuclear 2nd gen.
| Uranium | 0 | #DIV/0!
Nuclear 3rd gen.
| Uranium | 0 | #DIV/0!
Hydro river
| Hydro | 0 | #DIV/0!
Hydro mountain
| Hydro | 0 | #DIV/0!
Geothermal
| Environment heat | 0 | #DIV/0!
Large scale solar PV
| Sunlight | 0 | #DIV/0!
Large scale solar CSP
| Sunlight | 0 | #DIV/0!
Wind turbine coastal
| Wind | 0 | #DIV/0!
Wind turbine offshore
| Wind | 0 | #DIV/0!
Wind turbine inland
| Wind | 0 | #DIV/0!
Main activity power plants
| Coal | #DIV/0! | #DIV/0!
| Lignite | 0 | #DIV/0!
| Natural gas | 0 | #DIV/0!
| Oil | 0 | #DIV/0!
| Diesel | 0 | #DIV/0!
| Biogenic waste | 0 | #DIV/0!
| Non biogenic waste | 0 | #DIV/0!
| Biogas (greengas) | 0 | #DIV/0!
| Wood pellets | 0 | #DIV/0!
| Nuclear | 0 | #DIV/0!
| Wind | 0 | #DIV/0!
| Hydro | 0 | #DIV/0!
| Geothermal | 0 | #DIV/0!
| Solar PV | 0 | #DIV/0!
| All fuels | #DIV/0! | #DIV/0!

## Main activity heat plants
Main activity heat plants
Notes
On this page, the inputs and outputs of the heaters in the main activity sector are determined, based on the assumptions on the Dashboard and after subtracting fuels in co-fueling plants. Heat production only refers to sold heat.
Inputs/outputs
Type | Fuel type | Total fuel input (TJ) | Total heat production (TJ) | Source | Comments
Coal heater
| Coal | #DIV/0! | 0
Lignite heater
| Lignite | #DIV/0! | 0
Gas heater
| Natural gas | #DIV/0! | 0
| Biogas (green gas) | #DIV/0! | 0
| All fuels | #DIV/0! | 0
Oil heater
| Oil | #DIV/0! | 0
Waste heater
| Biogenic waste | #DIV/0! | 0
| Nonbiogenic waste | #DIV/0! | 0
| All fuels | #DIV/0! | 0
Wood pellets heater
| Wood pellets | #DIV/0! | 0
Geothermal heater
| Environment heat | #DIV/0! | 0
All types
| All fuels | #DIV/0! | 0

## Co-fueling shares
Co-fueling shares
Notes
On this page the fuel mixes are used to determine the shares of fuels into co-fueling heat units
Co-fueling shares
Sector | Type | Fuel | Production share of total unit production (TJ) | Production share of total unit production (%) | Comments
Main activity electricity plants
Co-firing plant
|  | Coal | 0 | 0% | This plant has a fixed 50/50 ratio for coal and wood pellets. The statiscal amount of wood pellets is used and the same amount of coal is used
|  | Wood pellets | 0 | 0%
|  | All fuels | 0
Gas plants
|  | Gas | 0 | 0%
|  | Biogas (greengas) | 0 | 0%
|  | All fuels | 0
Waste plant
|  | Biogenic waste | 0 | 0%
|  | Non biogenic waste | 0 | 0%
|  | All fuels | 0
Main activity heat plants
| Gas heater | Natural gas | 0 | 0%
|  | Biogas (greengas) | 0 | 0%
|  | All fuels | 0
| Waste heater | Biogenic waste | 0 | 0%
|  | Non-biogenic waste | 0 | 0%
|  | All fuels | 0

## PV solar
PV solar
Notes
On this sheet, the electricity production by solar PV panels in the Residential and Commercial and public services sectors are calculated. Also, the amount of solar radiation is calculated since this is used by the ETM to initiate the solar PV converters.
Autoproducer PV solar calculation
Sector | Type | Energy (TJ) |  | Comments
All autoproducer | Electricity production solar PV | 0
Residential | Net electricity production solar PV | 0 |  | We assume that all autoproduced electricity in the Residential sector is from solar PV
| Net-gross conversion |  | #DIV/0!
| Gross electricity production solar PV | #DIV/0!
| Solar energy input solar PV | #DIV/0!
Commercial & public services | Gross electricity production solar PV | #DIV/0! |  | We assume that the remaining autoproduction of electricity from solar PV takes place in the C&P services sector
| Solar energy input solar PV | #DIV/0!

## Fuel aggregation PP
Fuel aggregation power plants
Notes
On this page, data from the IEA energy balance is aggregated to more functional carriers and sectors.
Overview
Type | Fuel type | Total electricity production (TJ) | Total fuel input (TJ) | Source | Comments
Main activity power plants
| Coal | 0 | 0
| Lignite | 0 | 0
| Natural gas | 0 | 0
| Oil | 0 | 0
| Diesel | 0 | 0
| Biogenic waste | 0 | 0
| Non biogenic waste | 0 | 0
| Biogas (greengas) | 0 | 0
| Biofuels | 0 | 0 |  | Biofuels are added to wood pellets (for now)
| Wood pellets | 0 | 0
| Nuclear | 0 | 0
| Wind | 0 | 0
| Hydro | 0 | 0
| Geothermal | 0 | 0
| Solar PV | 0 | 0
| Other sources | 0 | 0 |  | Other sources will be added to natural gas (for now)
| All fuels | 0 | 0
Autoproducer power plants
| Coal | 0 | 0
| Lignite | 0 | 0
| Natural gas | 0 | 0
| Oil | 0 | 0
| Diesel | 0 | 0
| Biogenic waste | 0 | 0
| Non biogenic waste | 0 | 0
| Biogas (greengas) | 0 | 0
| Biofuels | 0 | 0 |  | Biofuels are added to wood pellets (for now)
| Wood pellets | 0 | 0
| Nuclear | 0 | 0
| Wind | 0 | 0
| Hydro | 0 | 0
| Geothermal | 0 | 0
| Solar PV | 0 | 0 |  | This electricity is analysed in the PV solar sheet
| Other sources | 0 | 0 |  | Other sources will be added to natural gas (for now)
| All fuels | 0 | 0
All power plants
| All fuels | 0 | 0
Main activity & autoproducing plants combined
| Coal | 0 | 0
| Lignite | 0 | 0
| Natural gas | 0 | 0 |  | Includes 'Other sources'
| Oil | 0 | 0
| Diesel | 0 | 0
| Biogenic waste | 0 | 0
| Non biogenic waste | 0 | 0
| Biogas (greengas) | 0 | 0
| Wood pellets | 0 | 0 |  | Includes 'Biofuels'
| Nuclear | 0 | 0
| Wind | 0 | 0
| Hydro | 0 | 0
| Geothermal | 0 | 0
| Solar PV | 0 | 0 |  | Autoproducer Solar PV plants are analysed in the PV solar sheet
| All fuels | 0 | 0

## Fuel aggregation HP
Fuel aggregation heat plants
Notes
On this page, data from the IEA energy balance is aggregated to more functional carriers and sectors. Heat production only refers to sold heat production.
Overview
Type | Fuel type | Total fuel input (TJ) | Total heat production (TJ) | Fuel share in main activity heat plants (%) | Source
Main activity heat plants
| Coal | 0 | 0 | 0%
| Lignite | 0 | 0 | 0%
| Natural gas | 0 | 0 | 0%
| Oil | 0 | 0 | 0%
| Biogenic waste | 0 | 0 | 0%
| Non biogenic waste | 0 | 0 | 0%
| Biogas (greengas) | 0 | 0 | 0%
| Wood pellets | 0 | 0 | 0%
| Geothermal | 0 | 0 | 0%
| All fuels | 0 | 0
Autoproducer heat plants
| Coal | 0 | 0
| Lignite | 0 | 0
| Natural gas | 0 | 0
| Oil | 0 | 0
| Biogenic waste | 0 | 0
| Non biogenic waste | 0 | 0
| Biogas (greengas) | 0 | 0
| Wood pellets | 0 | 0
| Geothermal | 0 | 0
| All fuels | 0 | 0
All heat plants
| All fuels | 0 | 0
CHP analysis extra heat
| All fuels |  | 0 |  | CHP analysis | Link to CHP analysis
Main activity & autoproducing plants combined
| Coal | 0 | 0
| Lignite | 0 | 0
| Natural gas | 0 | 0
| Oil | 0 | 0
| Biogenic waste | 0 | 0
| Non biogenic waste | 0 | 0
| Biogas (greengas) | 0 | 0
| Wood pellets | 0 | 0
| Geothermal | 0 | 0
| All fuels | 0 | 0

## Fuel aggregation matrix
Fuel aggregation
Notes
This is a test sheet. Do not delete without asking RD.
IEA carrier
|  | Hard coal (if no detail) | Brown coal (if no detail) | Anthracite | Coking coal | Other bituminous coal | Sub-bituminous coal | Lignite | Patent fuel | Coke oven coke | Gas coke | Coal tar | BKB/peat briquettes | Gas works gas | Coke oven gas | Blast furnace gas | Other recovered gases | Peat | Natural Gas | Crude/NGL/feedstocks (if no detail) | Crude oil | Natural gas liquids | Refinery feedstocks | Additives/blending components | Other hydrocarbons | Refinery gas | Ethane | Liquefied petroleum gases (LPG) | Motor gasoline | Aviation gasoline | Gasoline type jet fuel | Kerosene type jet fuel | Other Kerosene | Gas/diesel oil | Fuel oil | Naphtha | White spirit & SBP | Lubricants | Bitumen | Paraffin waxes | Petroleum coke | Non-specified oil products | Industrial waste | Municipal waste (renewable) | Municipal waste (non-renewable) | Primary solid biofuels | Biogases | Biogasoline | Biodiesels | Other liquid biofuels | Non-specified primary biofuels and waste | Charcoal | Elec/heat output from non-specified manufactured gases | Heat output from non-specified combustible fuels | Nuclear | Hydro | Geothermal | Solar photovoltaics | Solar thermal | Tide, wave and ocean | Wind | Other sources | Electricity | Heat | Total number IEA carriers | Total ETM carrier use
ETM carrier | Coal | 1 | 1 | 1 | 1 | 1 | 1 |  | 1 | 1 | 1 | 1 | 1 | 1 | 1 | 1 | 1 | 1 | [46 empty] | 16 | 7176
| Lignite | [6 empty] | 1 | [56 empty] | 1
| Natural gas | [17 empty] | 1 | 1 | 1 | 1 | 1 | 1 | 1 | 1 | 1 | 1 | 1 | 1 | 1 | 1 | 1 | 1 | 1 | 1 | 1 | 1 | 1 | 1 | 1 | 1 | [22 empty] | 24
| Oil | [63 empty] | 0
| Diesel (only power plants) | [63 empty] | 0
| Biogenic waste | [42 empty] | 1 | [20 empty] | 1
| Non biogenic waste | [41 empty] | 1 |  | 1 | [19 empty] | 2
| Biogas (or sometimes green gas) | [45 empty] | 1 | [17 empty] | 1
| Biofuels | [46 empty] | 1 | 1 | 1 | [14 empty] | 3
| Wood pellets | [44 empty] | 1 |  |  |  |  | 1 | [13 empty] | 2
| Nuclear | [53 empty] | 1 | [9 empty] | 1
| Wind | [59 empty] | 1 |  |  |  | 1
| Hydro | [54 empty] | 1 | [8 empty] | 1
| Geothermal | [55 empty] | 1 | [7 empty] | 1
| Solar PV | [56 empty] | 1 | [6 empty] | 1
| Solar CSP | [56 empty] | 1 | [6 empty] | 1
check |  | 1 | 1 | 1 | 1 | 1 | 1 | 1 | 1 | 1 | 1 | 1 | 1 | 1 | 1 | 1 | 1 | 1 | 1 | 1 | 1 | 1 | 1 | 1 | 1 | 1 | 1 | 1 | 1 | 1 | 1 | 1 | 1 | 1 | 1 | 1 | 1 | 1 | 1 | 1 | 1 | 1 | 1 | 1 | 1 | 1 | 1 | 1 | 1 | 1 | 1 | 0 | 0 | 0 | 1 | 1 | 1 | 2 | 0 | 0 | 1 | 0 | 0 | 0
Fuels
ETM carriers | IEA carriers
Coal | Hard coal (if no detail)
Brown coal (if no detail)
Anthracite
Coking coal
Other bituminous coal
Sub-bituminous coal
Peat
Patent fuel
Coke oven coke
Gas coke
Coal tar
BKB/peat briquettes
Gas works gas
Coke oven gas
Blast furnace gas
Other recovered gases
Lignite | Lignite
Natural gas | Natural gas
Oil | Crude/NGL/feedstocks (if no detail)
Crude oil
Natural gas liquids
Refinery feedstocks
Additives/blending components
Other hydrocarbons
Refinery gas
Ethane
Liquefied petroleum gases (LPG)
Motor gasoline
Aviation gasoline
Gasoline type jet fuel
Kerosene type jet fuel
Other Kerosene
(for heat plants) | Gas/diesel oil
Fuel oil
Naphtha
White spirit & SBP
Lubricants
Bitumen
Paraffin waxes
Petroleum coke
Non-specified oil products
Diesel (only power plants) | Gas/diesel oil
Biogenic waste | Municipal waste (renewable)
Non biogenic waste | Industrial waste
Municipal waste (non-renewable)
Biogas (or sometimes green gas) | Biogases
Biofuels | Biogasoline
Biodiesels
Other liquid biofuels
Wood pellets | Primary solid biofuels
Non-specified primary biofuels and waste
Nuclear | Nuclear
Wind | Wind
Hydro | Hydro
Geothermal | Geothermal
Solar PV | Solar photovoltaics
Solar CSP

## csv_corrected_energy_balance_2
corrected_energy_balance_step_2
PRODUCT | Hard coal (if no detail) | Brown coal (if no detail) | Anthracite | Coking coal | Other bituminous coal | Sub-bituminous coal | Lignite | Patent fuel | Coke oven coke | Gas coke | Coal tar | BKB/peat briquettes | Gas works gas | Coke oven gas | Blast furnace gas | Other recovered gases | Peat | Natural Gas | Crude/NGL/feedstocks (if no detail) | Crude oil | Natural gas liquids | Refinery feedstocks | Additives/blending components | Other hydrocarbons | Refinery gas | Ethane | Liquefied petroleum gases (LPG) | Motor gasoline | Aviation gasoline | Gasoline type jet fuel | Kerosene type jet fuel | Other Kerosene | Gas/diesel oil | Fuel oil | Naphtha | White spirit & SBP | Lubricants | Bitumen | Paraffin waxes | Petroleum coke | Non-specified oil products | Industrial waste | Municipal waste (renewable) | Municipal waste (non-renewable) | Primary solid biofuels | Biogases | Biogasoline | Biodiesels | Other liquid biofuels | Non-specified primary biofuels and waste | Charcoal | Elec/heat output from non-specified manufactured gases | Heat output from non-specified combustible fuels | Nuclear | Hydro | Geothermal | Solar photovoltaics | Solar thermal | Tide, wave and ocean | Wind | Other sources | Electricity | Heat | Total | Memo: Renewables
FLOW
Production | 0 | 0 | 0 | 0 | 0 | 0 | 0 | 0 | 0 | 0 | 0 | 0 | 0 | 0 | 0 | 0 | 0 | 0 | 0 | 0 | 0 | 0 | 0 | 0 | 0 | 0 | 0 | 0 | 0 | 0 | 0 | 0 | 0 | 0 | 0 | 0 | 0 | 0 | 0 | 0 | 0 | 0 | 0 | 0 | 0 | 0 | 0 | 0 | 0 | 0 | 0 | 0 | 0 | 0 | 0 | 0 | 0 | 0 | 0 | 0 | 0 | 0 | 0 | 0 | 0
Imports | 0 | 0 | 0 | 0 | 0 | 0 | 0 | 0 | 0 | 0 | 0 | 0 | 0 | 0 | 0 | 0 | 0 | 0 | 0 | 0 | 0 | 0 | 0 | 0 | 0 | 0 | 0 | 0 | 0 | 0 | 0 | 0 | 0 | 0 | 0 | 0 | 0 | 0 | 0 | 0 | 0 | 0 | 0 | 0 | 0 | 0 | 0 | 0 | 0 | 0 | 0 | 0 | 0 | 0 | 0 | 0 | 0 | 0 | 0 | 0 | 0 | 0 | 0 | 0 | 0
Exports | 0 | 0 | 0 | 0 | 0 | 0 | 0 | 0 | 0 | 0 | 0 | 0 | 0 | 0 | 0 | 0 | 0 | 0 | 0 | 0 | 0 | 0 | 0 | 0 | 0 | 0 | 0 | 0 | 0 | 0 | 0 | 0 | 0 | 0 | 0 | 0 | 0 | 0 | 0 | 0 | 0 | 0 | 0 | 0 | 0 | 0 | 0 | 0 | 0 | 0 | 0 | 0 | 0 | 0 | 0 | 0 | 0 | 0 | 0 | 0 | 0 | 0 | 0 | 0 | 0
International marine bunkers | 0 | 0 | 0 | 0 | 0 | 0 | 0 | 0 | 0 | 0 | 0 | 0 | 0 | 0 | 0 | 0 | 0 | 0 | 0 | 0 | 0 | 0 | 0 | 0 | 0 | 0 | 0 | 0 | 0 | 0 | 0 | 0 | 0 | 0 | 0 | 0 | 0 | 0 | 0 | 0 | 0 | 0 | 0 | 0 | 0 | 0 | 0 | 0 | 0 | 0 | 0 | 0 | 0 | 0 | 0 | 0 | 0 | 0 | 0 | 0 | 0 | 0 | 0 | 0 | 0
International aviation bunkers | 0 | 0 | 0 | 0 | 0 | 0 | 0 | 0 | 0 | 0 | 0 | 0 | 0 | 0 | 0 | 0 | 0 | 0 | 0 | 0 | 0 | 0 | 0 | 0 | 0 | 0 | 0 | 0 | 0 | 0 | 0 | 0 | 0 | 0 | 0 | 0 | 0 | 0 | 0 | 0 | 0 | 0 | 0 | 0 | 0 | 0 | 0 | 0 | 0 | 0 | 0 | 0 | 0 | 0 | 0 | 0 | 0 | 0 | 0 | 0 | 0 | 0 | 0 | 0 | 0
Stock changes | 0 | 0 | 0 | 0 | 0 | 0 | 0 | 0 | 0 | 0 | 0 | 0 | 0 | 0 | 0 | 0 | 0 | 0 | 0 | 0 | 0 | 0 | 0 | 0 | 0 | 0 | 0 | 0 | 0 | 0 | 0 | 0 | 0 | 0 | 0 | 0 | 0 | 0 | 0 | 0 | 0 | 0 | 0 | 0 | 0 | 0 | 0 | 0 | 0 | 0 | 0 | 0 | 0 | 0 | 0 | 0 | 0 | 0 | 0 | 0 | 0 | 0 | 0 | 0 | 0
Total primary energy supply | #DIV/0! | #DIV/0! | #DIV/0! | #DIV/0! | #DIV/0! | #DIV/0! | #DIV/0! | #DIV/0! | #DIV/0! | #DIV/0! | #DIV/0! | #DIV/0! | #DIV/0! | #DIV/0! | #DIV/0! | #DIV/0! | #DIV/0! | #DIV/0! | #DIV/0! | #DIV/0! | #DIV/0! | #DIV/0! | #DIV/0! | #DIV/0! | #DIV/0! | #DIV/0! | #DIV/0! | #DIV/0! | #DIV/0! | #DIV/0! | #DIV/0! | #DIV/0! | #DIV/0! | #DIV/0! | #DIV/0! | #DIV/0! | #DIV/0! | #DIV/0! | #DIV/0! | #DIV/0! | #DIV/0! | #DIV/0! | #DIV/0! | #DIV/0! | #DIV/0! | #DIV/0! | 0 | 0 | 0 | #DIV/0! | 0 | 0 | 0 | #DIV/0! | 0 | #DIV/0! | 0 | 0 | 0 | 0 | 0 | #DIV/0! | 0 | #DIV/0! | 0
Transfers | 0 | 0 | 0 | 0 | 0 | 0 | 0 | 0 | 0 | 0 | 0 | 0 | 0 | 0 | 0 | 0 | 0 | 0 | 0 | 0 | 0 | 0 | 0 | 0 | 0 | 0 | 0 | 0 | 0 | 0 | 0 | 0 | 0 | 0 | 0 | 0 | 0 | 0 | 0 | 0 | 0 | 0 | 0 | 0 | 0 | 0 | 0 | 0 | 0 | 0 | 0 | 0 | 0 | 0 | 0 | 0 | 0 | 0 | 0 | 0 | 0 | 0 | 0 | 0 | 0
Statistical differences | 0 | 0 | 0 | 0 | 0 | 0 | 0 | 0 | 0 | 0 | 0 | 0 | 0 | 0 | 0 | 0 | 0 | 0 | 0 | 0 | 0 | 0 | 0 | 0 | 0 | 0 | 0 | 0 | 0 | 0 | 0 | 0 | 0 | 0 | 0 | 0 | 0 | 0 | 0 | 0 | 0 | 0 | 0 | 0 | 0 | 0 | 0 | 0 | 0 | 0 | 0 | 0 | 0 | 0 | 0 | 0 | 0 | 0 | 0 | 0 | 0 | 0 | 0 | 0 | 0
Transformation processes | #DIV/0! | #DIV/0! | #DIV/0! | #DIV/0! | #DIV/0! | #DIV/0! | #DIV/0! | #DIV/0! | #DIV/0! | #DIV/0! | #DIV/0! | #DIV/0! | #DIV/0! | #DIV/0! | #DIV/0! | #DIV/0! | #DIV/0! | #DIV/0! | #DIV/0! | #DIV/0! | #DIV/0! | #DIV/0! | #DIV/0! | #DIV/0! | #DIV/0! | #DIV/0! | #DIV/0! | #DIV/0! | #DIV/0! | #DIV/0! | #DIV/0! | #DIV/0! | #DIV/0! | #DIV/0! | #DIV/0! | #DIV/0! | #DIV/0! | #DIV/0! | #DIV/0! | #DIV/0! | #DIV/0! | #DIV/0! | #DIV/0! | #DIV/0! | #DIV/0! | #DIV/0! | 0 | 0 | 0 | #DIV/0! | 0 | 0 | 0 | #DIV/0! | 0 | #DIV/0! | 0 | 0 | 0 | 0 | 0 | #DIV/0! | 0 | #DIV/0! | 0
Main activity producer electricity plants | #DIV/0! | #DIV/0! | #DIV/0! | #DIV/0! | #DIV/0! | #DIV/0! | #DIV/0! | #DIV/0! | #DIV/0! | #DIV/0! | #DIV/0! | #DIV/0! | #DIV/0! | #DIV/0! | #DIV/0! | #DIV/0! | #DIV/0! | #DIV/0! | #DIV/0! | #DIV/0! | #DIV/0! | #DIV/0! | #DIV/0! | #DIV/0! | #DIV/0! | #DIV/0! | #DIV/0! | #DIV/0! | #DIV/0! | #DIV/0! | #DIV/0! | #DIV/0! | #DIV/0! | #DIV/0! | #DIV/0! | #DIV/0! | #DIV/0! | #DIV/0! | #DIV/0! | #DIV/0! | #DIV/0! | #DIV/0! | #DIV/0! | #DIV/0! | #DIV/0! | #DIV/0! | 0 | 0 | 0 | #DIV/0! | 0 | 0 | 0 | #DIV/0! | 0 | #DIV/0! | 0 | 0 | 0 | 0 | 0 | #DIV/0! | 0 | #DIV/0! | 0
Autoproducer electricity plants | 0 | 0 | 0 | 0 | 0 | 0 | 0 | 0 | 0 | 0 | 0 | 0 | 0 | 0 | 0 | 0 | 0 | 0 | 0 | 0 | 0 | 0 | 0 | 0 | 0 | 0 | 0 | 0 | 0 | 0 | 0 | 0 | 0 | 0 | 0 | 0 | 0 | 0 | 0 | 0 | 0 | 0 | 0 | 0 | 0 | 0 | 0 | 0 | 0 | 0 | 0 | 0 | 0 | 0 | 0 | 0 | 0 | 0 | 0 | 0 | 0 | 0 | 0 | 0 | 0
Main activity producer CHP plants | 0 | 0 | 0 | 0 | 0 | 0 | 0 | 0 | 0 | 0 | 0 | 0 | 0 | 0 | 0 | 0 | 0 | 0 | 0 | 0 | 0 | 0 | 0 | 0 | 0 | 0 | 0 | 0 | 0 | 0 | 0 | 0 | 0 | 0 | 0 | 0 | 0 | 0 | 0 | 0 | 0 | 0 | 0 | 0 | 0 | 0 | 0 | 0 | 0 | 0 | 0 | 0 | 0 | 0 | 0 | 0 | 0 | 0 | 0 | 0 | 0 | 0 | 0 | 0 | 0
Autoproducer CHP plants | 0 | 0 | 0 | 0 | 0 | 0 | 0 | 0 | 0 | 0 | 0 | 0 | 0 | 0 | 0 | 0 | 0 | 0 | 0 | 0 | 0 | 0 | 0 | 0 | 0 | 0 | 0 | 0 | 0 | 0 | 0 | 0 | 0 | 0 | 0 | 0 | 0 | 0 | 0 | 0 | 0 | 0 | 0 | 0 | 0 | 0 | 0 | 0 | 0 | 0 | 0 | 0 | 0 | 0 | 0 | 0 | 0 | 0 | 0 | 0 | 0 | 0 | 0 | 0 | 0
Main activity producer heat plants | #DIV/0! | #DIV/0! | #DIV/0! | #DIV/0! | #DIV/0! | #DIV/0! | #DIV/0! | #DIV/0! | #DIV/0! | #DIV/0! | #DIV/0! | #DIV/0! | #DIV/0! | #DIV/0! | #DIV/0! | #DIV/0! | #DIV/0! | #DIV/0! | #DIV/0! | #DIV/0! | #DIV/0! | #DIV/0! | #DIV/0! | #DIV/0! | #DIV/0! | #DIV/0! | #DIV/0! | #DIV/0! | #DIV/0! | #DIV/0! | #DIV/0! | #DIV/0! | #DIV/0! | #DIV/0! | #DIV/0! | #DIV/0! | #DIV/0! | #DIV/0! | #DIV/0! | #DIV/0! | #DIV/0! | #DIV/0! | #DIV/0! | #DIV/0! | #DIV/0! | #DIV/0! | 0 | 0 | 0 | #DIV/0! | 0 | 0 | 0 | 0 | 0 | #DIV/0! | 0 | 0 | 0 | 0 | 0 | 0 | 0 | #DIV/0! | 0
Autoproducer heat plants | 0 | 0 | 0 | 0 | 0 | 0 | 0 | 0 | 0 | 0 | 0 | 0 | 0 | 0 | 0 | 0 | 0 | 0 | 0 | 0 | 0 | 0 | 0 | 0 | 0 | 0 | 0 | 0 | 0 | 0 | 0 | 0 | 0 | 0 | 0 | 0 | 0 | 0 | 0 | 0 | 0 | 0 | 0 | 0 | 0 | 0 | 0 | 0 | 0 | 0 | 0 | 0 | 0 | 0 | 0 | 0 | 0 | 0 | 0 | 0 | 0 | 0 | 0 | 0 | 0
Heat pumps | 0 | 0 | 0 | 0 | 0 | 0 | 0 | 0 | 0 | 0 | 0 | 0 | 0 | 0 | 0 | 0 | 0 | 0 | 0 | 0 | 0 | 0 | 0 | 0 | 0 | 0 | 0 | 0 | 0 | 0 | 0 | 0 | 0 | 0 | 0 | 0 | 0 | 0 | 0 | 0 | 0 | 0 | 0 | 0 | 0 | 0 | 0 | 0 | 0 | 0 | 0 | 0 | 0 | 0 | 0 | 0 | 0 | 0 | 0 | 0 | 0 | 0 | 0 | 0 | 0
Electric boilers | 0 | 0 | 0 | 0 | 0 | 0 | 0 | 0 | 0 | 0 | 0 | 0 | 0 | 0 | 0 | 0 | 0 | 0 | 0 | 0 | 0 | 0 | 0 | 0 | 0 | 0 | 0 | 0 | 0 | 0 | 0 | 0 | 0 | 0 | 0 | 0 | 0 | 0 | 0 | 0 | 0 | 0 | 0 | 0 | 0 | 0 | 0 | 0 | 0 | 0 | 0 | 0 | 0 | 0 | 0 | 0 | 0 | 0 | 0 | 0 | 0 | 0 | 0 | 0 | 0
Chemical heat for electricity production | 0 | 0 | 0 | 0 | 0 | 0 | 0 | 0 | 0 | 0 | 0 | 0 | 0 | 0 | 0 | 0 | 0 | 0 | 0 | 0 | 0 | 0 | 0 | 0 | 0 | 0 | 0 | 0 | 0 | 0 | 0 | 0 | 0 | 0 | 0 | 0 | 0 | 0 | 0 | 0 | 0 | 0 | 0 | 0 | 0 | 0 | 0 | 0 | 0 | 0 | 0 | 0 | 0 | 0 | 0 | 0 | 0 | 0 | 0 | 0 | 0 | 0 | 0 | 0 | 0
Blast furnaces_transformation | 0 | 0 | 0 | 0 | 0 | 0 | 0 | 0 | 0 | 0 | 0 | 0 | 0 | 0 | 0 | 0 | 0 | 0 | 0 | 0 | 0 | 0 | 0 | 0 | 0 | 0 | 0 | 0 | 0 | 0 | 0 | 0 | 0 | 0 | 0 | 0 | 0 | 0 | 0 | 0 | 0 | 0 | 0 | 0 | 0 | 0 | 0 | 0 | 0 | 0 | 0 | 0 | 0 | 0 | 0 | 0 | 0 | 0 | 0 | 0 | 0 | 0 | 0 | 0 | 0
Gas works_transformation | 0 | 0 | 0 | 0 | 0 | 0 | 0 | 0 | 0 | 0 | 0 | 0 | 0 | 0 | 0 | 0 | 0 | 0 | 0 | 0 | 0 | 0 | 0 | 0 | 0 | 0 | 0 | 0 | 0 | 0 | 0 | 0 | 0 | 0 | 0 | 0 | 0 | 0 | 0 | 0 | 0 | 0 | 0 | 0 | 0 | 0 | 0 | 0 | 0 | 0 | 0 | 0 | 0 | 0 | 0 | 0 | 0 | 0 | 0 | 0 | 0 | 0 | 0 | 0 | 0
Coke ovens_transformation | 0 | 0 | 0 | 0 | 0 | 0 | 0 | 0 | 0 | 0 | 0 | 0 | 0 | 0 | 0 | 0 | 0 | 0 | 0 | 0 | 0 | 0 | 0 | 0 | 0 | 0 | 0 | 0 | 0 | 0 | 0 | 0 | 0 | 0 | 0 | 0 | 0 | 0 | 0 | 0 | 0 | 0 | 0 | 0 | 0 | 0 | 0 | 0 | 0 | 0 | 0 | 0 | 0 | 0 | 0 | 0 | 0 | 0 | 0 | 0 | 0 | 0 | 0 | 0 | 0
Patent fuel plants_transformation | 0 | 0 | 0 | 0 | 0 | 0 | 0 | 0 | 0 | 0 | 0 | 0 | 0 | 0 | 0 | 0 | 0 | 0 | 0 | 0 | 0 | 0 | 0 | 0 | 0 | 0 | 0 | 0 | 0 | 0 | 0 | 0 | 0 | 0 | 0 | 0 | 0 | 0 | 0 | 0 | 0 | 0 | 0 | 0 | 0 | 0 | 0 | 0 | 0 | 0 | 0 | 0 | 0 | 0 | 0 | 0 | 0 | 0 | 0 | 0 | 0 | 0 | 0 | 0 | 0
BKB plants_transformation | 0 | 0 | 0 | 0 | 0 | 0 | 0 | 0 | 0 | 0 | 0 | 0 | 0 | 0 | 0 | 0 | 0 | 0 | 0 | 0 | 0 | 0 | 0 | 0 | 0 | 0 | 0 | 0 | 0 | 0 | 0 | 0 | 0 | 0 | 0 | 0 | 0 | 0 | 0 | 0 | 0 | 0 | 0 | 0 | 0 | 0 | 0 | 0 | 0 | 0 | 0 | 0 | 0 | 0 | 0 | 0 | 0 | 0 | 0 | 0 | 0 | 0 | 0 | 0 | 0
Oil refineries_transformation | 0 | 0 | 0 | 0 | 0 | 0 | 0 | 0 | 0 | 0 | 0 | 0 | 0 | 0 | 0 | 0 | 0 | 0 | 0 | 0 | 0 | 0 | 0 | 0 | 0 | 0 | 0 | 0 | 0 | 0 | 0 | 0 | 0 | 0 | 0 | 0 | 0 | 0 | 0 | 0 | 0 | 0 | 0 | 0 | 0 | 0 | 0 | 0 | 0 | 0 | 0 | 0 | 0 | 0 | 0 | 0 | 0 | 0 | 0 | 0 | 0 | 0 | 0 | 0 | 0
Petrochemical plants | 0 | 0 | 0 | 0 | 0 | 0 | 0 | 0 | 0 | 0 | 0 | 0 | 0 | 0 | 0 | 0 | 0 | 0 | 0 | 0 | 0 | 0 | 0 | 0 | 0 | 0 | 0 | 0 | 0 | 0 | 0 | 0 | 0 | 0 | 0 | 0 | 0 | 0 | 0 | 0 | 0 | 0 | 0 | 0 | 0 | 0 | 0 | 0 | 0 | 0 | 0 | 0 | 0 | 0 | 0 | 0 | 0 | 0 | 0 | 0 | 0 | 0 | 0 | 0 | 0
Coal liquefaction plants_transformation | 0 | 0 | 0 | 0 | 0 | 0 | 0 | 0 | 0 | 0 | 0 | 0 | 0 | 0 | 0 | 0 | 0 | 0 | 0 | 0 | 0 | 0 | 0 | 0 | 0 | 0 | 0 | 0 | 0 | 0 | 0 | 0 | 0 | 0 | 0 | 0 | 0 | 0 | 0 | 0 | 0 | 0 | 0 | 0 | 0 | 0 | 0 | 0 | 0 | 0 | 0 | 0 | 0 | 0 | 0 | 0 | 0 | 0 | 0 | 0 | 0 | 0 | 0 | 0 | 0
Gas-to-liquids (GTL) plants_transformation | 0 | 0 | 0 | 0 | 0 | 0 | 0 | 0 | 0 | 0 | 0 | 0 | 0 | 0 | 0 | 0 | 0 | 0 | 0 | 0 | 0 | 0 | 0 | 0 | 0 | 0 | 0 | 0 | 0 | 0 | 0 | 0 | 0 | 0 | 0 | 0 | 0 | 0 | 0 | 0 | 0 | 0 | 0 | 0 | 0 | 0 | 0 | 0 | 0 | 0 | 0 | 0 | 0 | 0 | 0 | 0 | 0 | 0 | 0 | 0 | 0 | 0 | 0 | 0 | 0
For blended natural gas | 0 | 0 | 0 | 0 | 0 | 0 | 0 | 0 | 0 | 0 | 0 | 0 | 0 | 0 | 0 | 0 | 0 | 0 | 0 | 0 | 0 | 0 | 0 | 0 | 0 | 0 | 0 | 0 | 0 | 0 | 0 | 0 | 0 | 0 | 0 | 0 | 0 | 0 | 0 | 0 | 0 | 0 | 0 | 0 | 0 | 0 | 0 | 0 | 0 | 0 | 0 | 0 | 0 | 0 | 0 | 0 | 0 | 0 | 0 | 0 | 0 | 0 | 0 | 0 | 0
Charcoal production plants | 0 | 0 | 0 | 0 | 0 | 0 | 0 | 0 | 0 | 0 | 0 | 0 | 0 | 0 | 0 | 0 | 0 | 0 | 0 | 0 | 0 | 0 | 0 | 0 | 0 | 0 | 0 | 0 | 0 | 0 | 0 | 0 | 0 | 0 | 0 | 0 | 0 | 0 | 0 | 0 | 0 | 0 | 0 | 0 | 0 | 0 | 0 | 0 | 0 | 0 | 0 | 0 | 0 | 0 | 0 | 0 | 0 | 0 | 0 | 0 | 0 | 0 | 0 | 0 | 0
Non-specified (transformation) | 0 | 0 | 0 | 0 | 0 | 0 | 0 | 0 | 0 | 0 | 0 | 0 | 0 | 0 | 0 | 0 | 0 | 0 | 0 | 0 | 0 | 0 | 0 | 0 | 0 | 0 | 0 | 0 | 0 | 0 | 0 | 0 | 0 | 0 | 0 | 0 | 0 | 0 | 0 | 0 | 0 | 0 | 0 | 0 | 0 | 0 | 0 | 0 | 0 | 0 | 0 | 0 | 0 | 0 | 0 | 0 | 0 | 0 | 0 | 0 | 0 | 0 | 0 | 0 | 0
Energy industry own use | 0 | 0 | 0 | 0 | 0 | 0 | 0 | 0 | 0 | 0 | 0 | 0 | 0 | 0 | 0 | 0 | 0 | 0 | 0 | 0 | 0 | 0 | 0 | 0 | 0 | 0 | 0 | 0 | 0 | 0 | 0 | 0 | 0 | 0 | 0 | 0 | 0 | 0 | 0 | 0 | 0 | 0 | 0 | 0 | 0 | 0 | 0 | 0 | 0 | 0 | 0 | 0 | 0 | 0 | 0 | 0 | 0 | 0 | 0 | 0 | 0 | 0 | 0 | 0 | 0
Coal mines | 0 | 0 | 0 | 0 | 0 | 0 | 0 | 0 | 0 | 0 | 0 | 0 | 0 | 0 | 0 | 0 | 0 | 0 | 0 | 0 | 0 | 0 | 0 | 0 | 0 | 0 | 0 | 0 | 0 | 0 | 0 | 0 | 0 | 0 | 0 | 0 | 0 | 0 | 0 | 0 | 0 | 0 | 0 | 0 | 0 | 0 | 0 | 0 | 0 | 0 | 0 | 0 | 0 | 0 | 0 | 0 | 0 | 0 | 0 | 0 | 0 | 0 | 0 | 0 | 0
Oil and gas extraction | 0 | 0 | 0 | 0 | 0 | 0 | 0 | 0 | 0 | 0 | 0 | 0 | 0 | 0 | 0 | 0 | 0 | 0 | 0 | 0 | 0 | 0 | 0 | 0 | 0 | 0 | 0 | 0 | 0 | 0 | 0 | 0 | 0 | 0 | 0 | 0 | 0 | 0 | 0 | 0 | 0 | 0 | 0 | 0 | 0 | 0 | 0 | 0 | 0 | 0 | 0 | 0 | 0 | 0 | 0 | 0 | 0 | 0 | 0 | 0 | 0 | 0 | 0 | 0 | 0
Blast furnaces_own_use | 0 | 0 | 0 | 0 | 0 | 0 | 0 | 0 | 0 | 0 | 0 | 0 | 0 | 0 | 0 | 0 | 0 | 0 | 0 | 0 | 0 | 0 | 0 | 0 | 0 | 0 | 0 | 0 | 0 | 0 | 0 | 0 | 0 | 0 | 0 | 0 | 0 | 0 | 0 | 0 | 0 | 0 | 0 | 0 | 0 | 0 | 0 | 0 | 0 | 0 | 0 | 0 | 0 | 0 | 0 | 0 | 0 | 0 | 0 | 0 | 0 | 0 | 0 | 0 | 0
Gas works_own_use | 0 | 0 | 0 | 0 | 0 | 0 | 0 | 0 | 0 | 0 | 0 | 0 | 0 | 0 | 0 | 0 | 0 | 0 | 0 | 0 | 0 | 0 | 0 | 0 | 0 | 0 | 0 | 0 | 0 | 0 | 0 | 0 | 0 | 0 | 0 | 0 | 0 | 0 | 0 | 0 | 0 | 0 | 0 | 0 | 0 | 0 | 0 | 0 | 0 | 0 | 0 | 0 | 0 | 0 | 0 | 0 | 0 | 0 | 0 | 0 | 0 | 0 | 0 | 0 | 0
Gasification plants for biogases | 0 | 0 | 0 | 0 | 0 | 0 | 0 | 0 | 0 | 0 | 0 | 0 | 0 | 0 | 0 | 0 | 0 | 0 | 0 | 0 | 0 | 0 | 0 | 0 | 0 | 0 | 0 | 0 | 0 | 0 | 0 | 0 | 0 | 0 | 0 | 0 | 0 | 0 | 0 | 0 | 0 | 0 | 0 | 0 | 0 | 0 | 0 | 0 | 0 | 0 | 0 | 0 | 0 | 0 | 0 | 0 | 0 | 0 | 0 | 0 | 0 | 0 | 0 | 0 | 0
Coke ovens_own_use | 0 | 0 | 0 | 0 | 0 | 0 | 0 | 0 | 0 | 0 | 0 | 0 | 0 | 0 | 0 | 0 | 0 | 0 | 0 | 0 | 0 | 0 | 0 | 0 | 0 | 0 | 0 | 0 | 0 | 0 | 0 | 0 | 0 | 0 | 0 | 0 | 0 | 0 | 0 | 0 | 0 | 0 | 0 | 0 | 0 | 0 | 0 | 0 | 0 | 0 | 0 | 0 | 0 | 0 | 0 | 0 | 0 | 0 | 0 | 0 | 0 | 0 | 0 | 0 | 0
Patent fuel plants_own_use | 0 | 0 | 0 | 0 | 0 | 0 | 0 | 0 | 0 | 0 | 0 | 0 | 0 | 0 | 0 | 0 | 0 | 0 | 0 | 0 | 0 | 0 | 0 | 0 | 0 | 0 | 0 | 0 | 0 | 0 | 0 | 0 | 0 | 0 | 0 | 0 | 0 | 0 | 0 | 0 | 0 | 0 | 0 | 0 | 0 | 0 | 0 | 0 | 0 | 0 | 0 | 0 | 0 | 0 | 0 | 0 | 0 | 0 | 0 | 0 | 0 | 0 | 0 | 0 | 0
BKB plants_own_use | 0 | 0 | 0 | 0 | 0 | 0 | 0 | 0 | 0 | 0 | 0 | 0 | 0 | 0 | 0 | 0 | 0 | 0 | 0 | 0 | 0 | 0 | 0 | 0 | 0 | 0 | 0 | 0 | 0 | 0 | 0 | 0 | 0 | 0 | 0 | 0 | 0 | 0 | 0 | 0 | 0 | 0 | 0 | 0 | 0 | 0 | 0 | 0 | 0 | 0 | 0 | 0 | 0 | 0 | 0 | 0 | 0 | 0 | 0 | 0 | 0 | 0 | 0 | 0 | 0
Oil refineries_own_use | 0 | 0 | 0 | 0 | 0 | 0 | 0 | 0 | 0 | 0 | 0 | 0 | 0 | 0 | 0 | 0 | 0 | 0 | 0 | 0 | 0 | 0 | 0 | 0 | 0 | 0 | 0 | 0 | 0 | 0 | 0 | 0 | 0 | 0 | 0 | 0 | 0 | 0 | 0 | 0 | 0 | 0 | 0 | 0 | 0 | 0 | 0 | 0 | 0 | 0 | 0 | 0 | 0 | 0 | 0 | 0 | 0 | 0 | 0 | 0 | 0 | 0 | 0 | 0 | 0
Coal liquefaction plants_own_use | 0 | 0 | 0 | 0 | 0 | 0 | 0 | 0 | 0 | 0 | 0 | 0 | 0 | 0 | 0 | 0 | 0 | 0 | 0 | 0 | 0 | 0 | 0 | 0 | 0 | 0 | 0 | 0 | 0 | 0 | 0 | 0 | 0 | 0 | 0 | 0 | 0 | 0 | 0 | 0 | 0 | 0 | 0 | 0 | 0 | 0 | 0 | 0 | 0 | 0 | 0 | 0 | 0 | 0 | 0 | 0 | 0 | 0 | 0 | 0 | 0 | 0 | 0 | 0 | 0
Liquefaction (LNG) / regasification plants | 0 | 0 | 0 | 0 | 0 | 0 | 0 | 0 | 0 | 0 | 0 | 0 | 0 | 0 | 0 | 0 | 0 | 0 | 0 | 0 | 0 | 0 | 0 | 0 | 0 | 0 | 0 | 0 | 0 | 0 | 0 | 0 | 0 | 0 | 0 | 0 | 0 | 0 | 0 | 0 | 0 | 0 | 0 | 0 | 0 | 0 | 0 | 0 | 0 | 0 | 0 | 0 | 0 | 0 | 0 | 0 | 0 | 0 | 0 | 0 | 0 | 0 | 0 | 0 | 0
Gas-to-liquids (GTL) plants_own_use | 0 | 0 | 0 | 0 | 0 | 0 | 0 | 0 | 0 | 0 | 0 | 0 | 0 | 0 | 0 | 0 | 0 | 0 | 0 | 0 | 0 | 0 | 0 | 0 | 0 | 0 | 0 | 0 | 0 | 0 | 0 | 0 | 0 | 0 | 0 | 0 | 0 | 0 | 0 | 0 | 0 | 0 | 0 | 0 | 0 | 0 | 0 | 0 | 0 | 0 | 0 | 0 | 0 | 0 | 0 | 0 | 0 | 0 | 0 | 0 | 0 | 0 | 0 | 0 | 0
Own use in electricity, CHP and heat plants | 0 | 0 | 0 | 0 | 0 | 0 | 0 | 0 | 0 | 0 | 0 | 0 | 0 | 0 | 0 | 0 | 0 | 0 | 0 | 0 | 0 | 0 | 0 | 0 | 0 | 0 | 0 | 0 | 0 | 0 | 0 | 0 | 0 | 0 | 0 | 0 | 0 | 0 | 0 | 0 | 0 | 0 | 0 | 0 | 0 | 0 | 0 | 0 | 0 | 0 | 0 | 0 | 0 | 0 | 0 | 0 | 0 | 0 | 0 | 0 | 0 | 0 | 0 | 0 | 0
Pumped storage plants | 0 | 0 | 0 | 0 | 0 | 0 | 0 | 0 | 0 | 0 | 0 | 0 | 0 | 0 | 0 | 0 | 0 | 0 | 0 | 0 | 0 | 0 | 0 | 0 | 0 | 0 | 0 | 0 | 0 | 0 | 0 | 0 | 0 | 0 | 0 | 0 | 0 | 0 | 0 | 0 | 0 | 0 | 0 | 0 | 0 | 0 | 0 | 0 | 0 | 0 | 0 | 0 | 0 | 0 | 0 | 0 | 0 | 0 | 0 | 0 | 0 | 0 | 0 | 0 | 0
Nuclear industry | 0 | 0 | 0 | 0 | 0 | 0 | 0 | 0 | 0 | 0 | 0 | 0 | 0 | 0 | 0 | 0 | 0 | 0 | 0 | 0 | 0 | 0 | 0 | 0 | 0 | 0 | 0 | 0 | 0 | 0 | 0 | 0 | 0 | 0 | 0 | 0 | 0 | 0 | 0 | 0 | 0 | 0 | 0 | 0 | 0 | 0 | 0 | 0 | 0 | 0 | 0 | 0 | 0 | 0 | 0 | 0 | 0 | 0 | 0 | 0 | 0 | 0 | 0 | 0 | 0
Charcoal production plants | 0 | 0 | 0 | 0 | 0 | 0 | 0 | 0 | 0 | 0 | 0 | 0 | 0 | 0 | 0 | 0 | 0 | 0 | 0 | 0 | 0 | 0 | 0 | 0 | 0 | 0 | 0 | 0 | 0 | 0 | 0 | 0 | 0 | 0 | 0 | 0 | 0 | 0 | 0 | 0 | 0 | 0 | 0 | 0 | 0 | 0 | 0 | 0 | 0 | 0 | 0 | 0 | 0 | 0 | 0 | 0 | 0 | 0 | 0 | 0 | 0 | 0 | 0 | 0 | 0
Non-specified (energy) | 0 | 0 | 0 | 0 | 0 | 0 | 0 | 0 | 0 | 0 | 0 | 0 | 0 | 0 | 0 | 0 | 0 | 0 | 0 | 0 | 0 | 0 | 0 | 0 | 0 | 0 | 0 | 0 | 0 | 0 | 0 | 0 | 0 | 0 | 0 | 0 | 0 | 0 | 0 | 0 | 0 | 0 | 0 | 0 | 0 | 0 | 0 | 0 | 0 | 0 | 0 | 0 | 0 | 0 | 0 | 0 | 0 | 0 | 0 | 0 | 0 | 0 | 0 | 0 | 0
Losses | 0 | 0 | 0 | 0 | 0 | 0 | 0 | 0 | 0 | 0 | 0 | 0 | 0 | 0 | 0 | 0 | 0 | 0 | 0 | 0 | 0 | 0 | 0 | 0 | 0 | 0 | 0 | 0 | 0 | 0 | 0 | 0 | 0 | 0 | 0 | 0 | 0 | 0 | 0 | 0 | 0 | 0 | 0 | 0 | 0 | 0 | 0 | 0 | 0 | 0 | 0 | 0 | 0 | 0 | 0 | 0 | 0 | 0 | 0 | 0 | 0 | 0 | 0 | 0 | 0
Total final consumption | 0 | 0 | 0 | 0 | 0 | 0 | 0 | 0 | 0 | 0 | 0 | 0 | 0 | 0 | 0 | 0 | 0 | 0 | 0 | 0 | 0 | 0 | 0 | 0 | 0 | 0 | 0 | 0 | 0 | 0 | 0 | 0 | 0 | 0 | 0 | 0 | 0 | 0 | 0 | 0 | 0 | 0 | 0 | 0 | 0 | 0 | 0 | 0 | 0 | 0 | 0 | 0 | 0 | 0 | 0 | 0 | 0 | 0 | 0 | 0 | 0 | 0 | 0 | 0 | 0
Industry | 0 | 0 | 0 | 0 | 0 | 0 | 0 | 0 | 0 | 0 | 0 | 0 | 0 | 0 | 0 | 0 | 0 | 0 | 0 | 0 | 0 | 0 | 0 | 0 | 0 | 0 | 0 | 0 | 0 | 0 | 0 | 0 | 0 | 0 | 0 | 0 | 0 | 0 | 0 | 0 | 0 | 0 | 0 | 0 | 0 | 0 | 0 | 0 | 0 | 0 | 0 | 0 | 0 | 0 | 0 | 0 | 0 | 0 | 0 | 0 | 0 | 0 | 0 | 0 | 0
Iron and steel | 0 | 0 | 0 | 0 | 0 | 0 | 0 | 0 | 0 | 0 | 0 | 0 | 0 | 0 | 0 | 0 | 0 | 0 | 0 | 0 | 0 | 0 | 0 | 0 | 0 | 0 | 0 | 0 | 0 | 0 | 0 | 0 | 0 | 0 | 0 | 0 | 0 | 0 | 0 | 0 | 0 | 0 | 0 | 0 | 0 | 0 | 0 | 0 | 0 | 0 | 0 | 0 | 0 | 0 | 0 | 0 | 0 | 0 | 0 | 0 | 0 | 0 | 0 | 0 | 0
Chemical and petrochemical | 0 | 0 | 0 | 0 | 0 | 0 | 0 | 0 | 0 | 0 | 0 | 0 | 0 | 0 | 0 | 0 | 0 | 0 | 0 | 0 | 0 | 0 | 0 | 0 | 0 | 0 | 0 | 0 | 0 | 0 | 0 | 0 | 0 | 0 | 0 | 0 | 0 | 0 | 0 | 0 | 0 | 0 | 0 | 0 | 0 | 0 | 0 | 0 | 0 | 0 | 0 | 0 | 0 | 0 | 0 | 0 | 0 | 0 | 0 | 0 | 0 | 0 | 0 | 0 | 0
Non-ferrous metals | 0 | 0 | 0 | 0 | 0 | 0 | 0 | 0 | 0 | 0 | 0 | 0 | 0 | 0 | 0 | 0 | 0 | 0 | 0 | 0 | 0 | 0 | 0 | 0 | 0 | 0 | 0 | 0 | 0 | 0 | 0 | 0 | 0 | 0 | 0 | 0 | 0 | 0 | 0 | 0 | 0 | 0 | 0 | 0 | 0 | 0 | 0 | 0 | 0 | 0 | 0 | 0 | 0 | 0 | 0 | 0 | 0 | 0 | 0 | 0 | 0 | 0 | 0 | 0 | 0
Non-metallic minerals | 0 | 0 | 0 | 0 | 0 | 0 | 0 | 0 | 0 | 0 | 0 | 0 | 0 | 0 | 0 | 0 | 0 | 0 | 0 | 0 | 0 | 0 | 0 | 0 | 0 | 0 | 0 | 0 | 0 | 0 | 0 | 0 | 0 | 0 | 0 | 0 | 0 | 0 | 0 | 0 | 0 | 0 | 0 | 0 | 0 | 0 | 0 | 0 | 0 | 0 | 0 | 0 | 0 | 0 | 0 | 0 | 0 | 0 | 0 | 0 | 0 | 0 | 0 | 0 | 0
Transport equipment | 0 | 0 | 0 | 0 | 0 | 0 | 0 | 0 | 0 | 0 | 0 | 0 | 0 | 0 | 0 | 0 | 0 | 0 | 0 | 0 | 0 | 0 | 0 | 0 | 0 | 0 | 0 | 0 | 0 | 0 | 0 | 0 | 0 | 0 | 0 | 0 | 0 | 0 | 0 | 0 | 0 | 0 | 0 | 0 | 0 | 0 | 0 | 0 | 0 | 0 | 0 | 0 | 0 | 0 | 0 | 0 | 0 | 0 | 0 | 0 | 0 | 0 | 0 | 0 | 0
Machinery | 0 | 0 | 0 | 0 | 0 | 0 | 0 | 0 | 0 | 0 | 0 | 0 | 0 | 0 | 0 | 0 | 0 | 0 | 0 | 0 | 0 | 0 | 0 | 0 | 0 | 0 | 0 | 0 | 0 | 0 | 0 | 0 | 0 | 0 | 0 | 0 | 0 | 0 | 0 | 0 | 0 | 0 | 0 | 0 | 0 | 0 | 0 | 0 | 0 | 0 | 0 | 0 | 0 | 0 | 0 | 0 | 0 | 0 | 0 | 0 | 0 | 0 | 0 | 0 | 0
Mining and quarrying | 0 | 0 | 0 | 0 | 0 | 0 | 0 | 0 | 0 | 0 | 0 | 0 | 0 | 0 | 0 | 0 | 0 | 0 | 0 | 0 | 0 | 0 | 0 | 0 | 0 | 0 | 0 | 0 | 0 | 0 | 0 | 0 | 0 | 0 | 0 | 0 | 0 | 0 | 0 | 0 | 0 | 0 | 0 | 0 | 0 | 0 | 0 | 0 | 0 | 0 | 0 | 0 | 0 | 0 | 0 | 0 | 0 | 0 | 0 | 0 | 0 | 0 | 0 | 0 | 0
Food and tobacco | 0 | 0 | 0 | 0 | 0 | 0 | 0 | 0 | 0 | 0 | 0 | 0 | 0 | 0 | 0 | 0 | 0 | 0 | 0 | 0 | 0 | 0 | 0 | 0 | 0 | 0 | 0 | 0 | 0 | 0 | 0 | 0 | 0 | 0 | 0 | 0 | 0 | 0 | 0 | 0 | 0 | 0 | 0 | 0 | 0 | 0 | 0 | 0 | 0 | 0 | 0 | 0 | 0 | 0 | 0 | 0 | 0 | 0 | 0 | 0 | 0 | 0 | 0 | 0 | 0
Paper, pulp and print | 0 | 0 | 0 | 0 | 0 | 0 | 0 | 0 | 0 | 0 | 0 | 0 | 0 | 0 | 0 | 0 | 0 | 0 | 0 | 0 | 0 | 0 | 0 | 0 | 0 | 0 | 0 | 0 | 0 | 0 | 0 | 0 | 0 | 0 | 0 | 0 | 0 | 0 | 0 | 0 | 0 | 0 | 0 | 0 | 0 | 0 | 0 | 0 | 0 | 0 | 0 | 0 | 0 | 0 | 0 | 0 | 0 | 0 | 0 | 0 | 0 | 0 | 0 | 0 | 0
Wood and wood products | 0 | 0 | 0 | 0 | 0 | 0 | 0 | 0 | 0 | 0 | 0 | 0 | 0 | 0 | 0 | 0 | 0 | 0 | 0 | 0 | 0 | 0 | 0 | 0 | 0 | 0 | 0 | 0 | 0 | 0 | 0 | 0 | 0 | 0 | 0 | 0 | 0 | 0 | 0 | 0 | 0 | 0 | 0 | 0 | 0 | 0 | 0 | 0 | 0 | 0 | 0 | 0 | 0 | 0 | 0 | 0 | 0 | 0 | 0 | 0 | 0 | 0 | 0 | 0 | 0
Construction | 0 | 0 | 0 | 0 | 0 | 0 | 0 | 0 | 0 | 0 | 0 | 0 | 0 | 0 | 0 | 0 | 0 | 0 | 0 | 0 | 0 | 0 | 0 | 0 | 0 | 0 | 0 | 0 | 0 | 0 | 0 | 0 | 0 | 0 | 0 | 0 | 0 | 0 | 0 | 0 | 0 | 0 | 0 | 0 | 0 | 0 | 0 | 0 | 0 | 0 | 0 | 0 | 0 | 0 | 0 | 0 | 0 | 0 | 0 | 0 | 0 | 0 | 0 | 0 | 0
Textile and leather | 0 | 0 | 0 | 0 | 0 | 0 | 0 | 0 | 0 | 0 | 0 | 0 | 0 | 0 | 0 | 0 | 0 | 0 | 0 | 0 | 0 | 0 | 0 | 0 | 0 | 0 | 0 | 0 | 0 | 0 | 0 | 0 | 0 | 0 | 0 | 0 | 0 | 0 | 0 | 0 | 0 | 0 | 0 | 0 | 0 | 0 | 0 | 0 | 0 | 0 | 0 | 0 | 0 | 0 | 0 | 0 | 0 | 0 | 0 | 0 | 0 | 0 | 0 | 0 | 0
Non-specified (industry) | 0 | 0 | 0 | 0 | 0 | 0 | 0 | 0 | 0 | 0 | 0 | 0 | 0 | 0 | 0 | 0 | 0 | 0 | 0 | 0 | 0 | 0 | 0 | 0 | 0 | 0 | 0 | 0 | 0 | 0 | 0 | 0 | 0 | 0 | 0 | 0 | 0 | 0 | 0 | 0 | 0 | 0 | 0 | 0 | 0 | 0 | 0 | 0 | 0 | 0 | 0 | 0 | 0 | 0 | 0 | 0 | 0 | 0 | 0 | 0 | 0 | 0 | 0 | 0 | 0
Transport | 0 | 0 | 0 | 0 | 0 | 0 | 0 | 0 | 0 | 0 | 0 | 0 | 0 | 0 | 0 | 0 | 0 | 0 | 0 | 0 | 0 | 0 | 0 | 0 | 0 | 0 | 0 | 0 | 0 | 0 | 0 | 0 | 0 | 0 | 0 | 0 | 0 | 0 | 0 | 0 | 0 | 0 | 0 | 0 | 0 | 0 | 0 | 0 | 0 | 0 | 0 | 0 | 0 | 0 | 0 | 0 | 0 | 0 | 0 | 0 | 0 | 0 | 0 | 0 | 0
Domestic aviation | 0 | 0 | 0 | 0 | 0 | 0 | 0 | 0 | 0 | 0 | 0 | 0 | 0 | 0 | 0 | 0 | 0 | 0 | 0 | 0 | 0 | 0 | 0 | 0 | 0 | 0 | 0 | 0 | 0 | 0 | 0 | 0 | 0 | 0 | 0 | 0 | 0 | 0 | 0 | 0 | 0 | 0 | 0 | 0 | 0 | 0 | 0 | 0 | 0 | 0 | 0 | 0 | 0 | 0 | 0 | 0 | 0 | 0 | 0 | 0 | 0 | 0 | 0 | 0 | 0
Road | 0 | 0 | 0 | 0 | 0 | 0 | 0 | 0 | 0 | 0 | 0 | 0 | 0 | 0 | 0 | 0 | 0 | 0 | 0 | 0 | 0 | 0 | 0 | 0 | 0 | 0 | 0 | 0 | 0 | 0 | 0 | 0 | 0 | 0 | 0 | 0 | 0 | 0 | 0 | 0 | 0 | 0 | 0 | 0 | 0 | 0 | 0 | 0 | 0 | 0 | 0 | 0 | 0 | 0 | 0 | 0 | 0 | 0 | 0 | 0 | 0 | 0 | 0 | 0 | 0
Rail | 0 | 0 | 0 | 0 | 0 | 0 | 0 | 0 | 0 | 0 | 0 | 0 | 0 | 0 | 0 | 0 | 0 | 0 | 0 | 0 | 0 | 0 | 0 | 0 | 0 | 0 | 0 | 0 | 0 | 0 | 0 | 0 | 0 | 0 | 0 | 0 | 0 | 0 | 0 | 0 | 0 | 0 | 0 | 0 | 0 | 0 | 0 | 0 | 0 | 0 | 0 | 0 | 0 | 0 | 0 | 0 | 0 | 0 | 0 | 0 | 0 | 0 | 0 | 0 | 0
Pipeline transport | 0 | 0 | 0 | 0 | 0 | 0 | 0 | 0 | 0 | 0 | 0 | 0 | 0 | 0 | 0 | 0 | 0 | 0 | 0 | 0 | 0 | 0 | 0 | 0 | 0 | 0 | 0 | 0 | 0 | 0 | 0 | 0 | 0 | 0 | 0 | 0 | 0 | 0 | 0 | 0 | 0 | 0 | 0 | 0 | 0 | 0 | 0 | 0 | 0 | 0 | 0 | 0 | 0 | 0 | 0 | 0 | 0 | 0 | 0 | 0 | 0 | 0 | 0 | 0 | 0
Domestic navigation | 0 | 0 | 0 | 0 | 0 | 0 | 0 | 0 | 0 | 0 | 0 | 0 | 0 | 0 | 0 | 0 | 0 | 0 | 0 | 0 | 0 | 0 | 0 | 0 | 0 | 0 | 0 | 0 | 0 | 0 | 0 | 0 | 0 | 0 | 0 | 0 | 0 | 0 | 0 | 0 | 0 | 0 | 0 | 0 | 0 | 0 | 0 | 0 | 0 | 0 | 0 | 0 | 0 | 0 | 0 | 0 | 0 | 0 | 0 | 0 | 0 | 0 | 0 | 0 | 0
Non-specified (transport) | 0 | 0 | 0 | 0 | 0 | 0 | 0 | 0 | 0 | 0 | 0 | 0 | 0 | 0 | 0 | 0 | 0 | 0 | 0 | 0 | 0 | 0 | 0 | 0 | 0 | 0 | 0 | 0 | 0 | 0 | 0 | 0 | 0 | 0 | 0 | 0 | 0 | 0 | 0 | 0 | 0 | 0 | 0 | 0 | 0 | 0 | 0 | 0 | 0 | 0 | 0 | 0 | 0 | 0 | 0 | 0 | 0 | 0 | 0 | 0 | 0 | 0 | 0 | 0 | 0
Other | 0 | 0 | 0 | 0 | 0 | 0 | 0 | 0 | 0 | 0 | 0 | 0 | 0 | 0 | 0 | 0 | 0 | 0 | 0 | 0 | 0 | 0 | 0 | 0 | 0 | 0 | 0 | 0 | 0 | 0 | 0 | 0 | 0 | 0 | 0 | 0 | 0 | 0 | 0 | 0 | 0 | 0 | 0 | 0 | 0 | 0 | 0 | 0 | 0 | 0 | 0 | 0 | 0 | 0 | 0 | 0 | 0 | 0 | 0 | 0 | 0 | 0 | 0 | 0 | 0
Residential | 0 | 0 | 0 | 0 | 0 | 0 | 0 | 0 | 0 | 0 | 0 | 0 | 0 | 0 | 0 | 0 | 0 | 0 | 0 | 0 | 0 | 0 | 0 | 0 | 0 | 0 | 0 | 0 | 0 | 0 | 0 | 0 | 0 | 0 | 0 | 0 | 0 | 0 | 0 | 0 | 0 | 0 | 0 | 0 | 0 | 0 | 0 | 0 | 0 | 0 | 0 | 0 | 0 | 0 | 0 | 0 | 0 | 0 | 0 | 0 | 0 | 0 | 0 | 0 | 0
Commercial and public services | 0 | 0 | 0 | 0 | 0 | 0 | 0 | 0 | 0 | 0 | 0 | 0 | 0 | 0 | 0 | 0 | 0 | 0 | 0 | 0 | 0 | 0 | 0 | 0 | 0 | 0 | 0 | 0 | 0 | 0 | 0 | 0 | 0 | 0 | 0 | 0 | 0 | 0 | 0 | 0 | 0 | 0 | 0 | 0 | 0 | 0 | 0 | 0 | 0 | 0 | 0 | 0 | 0 | 0 | 0 | 0 | 0 | 0 | 0 | 0 | 0 | 0 | 0 | 0 | 0
Agriculture/forestry | 0 | 0 | 0 | 0 | 0 | 0 | 0 | 0 | 0 | 0 | 0 | 0 | 0 | 0 | 0 | 0 | 0 | 0 | 0 | 0 | 0 | 0 | 0 | 0 | 0 | 0 | 0 | 0 | 0 | 0 | 0 | 0 | 0 | 0 | 0 | 0 | 0 | 0 | 0 | 0 | 0 | 0 | 0 | 0 | 0 | 0 | 0 | 0 | 0 | 0 | 0 | 0 | 0 | 0 | 0 | 0 | 0 | 0 | 0 | 0 | 0 | 0 | 0 | 0 | 0
Fishing | 0 | 0 | 0 | 0 | 0 | 0 | 0 | 0 | 0 | 0 | 0 | 0 | 0 | 0 | 0 | 0 | 0 | 0 | 0 | 0 | 0 | 0 | 0 | 0 | 0 | 0 | 0 | 0 | 0 | 0 | 0 | 0 | 0 | 0 | 0 | 0 | 0 | 0 | 0 | 0 | 0 | 0 | 0 | 0 | 0 | 0 | 0 | 0 | 0 | 0 | 0 | 0 | 0 | 0 | 0 | 0 | 0 | 0 | 0 | 0 | 0 | 0 | 0 | 0 | 0
Non-specified (other) | 0 | 0 | 0 | 0 | 0 | 0 | 0 | 0 | 0 | 0 | 0 | 0 | 0 | 0 | 0 | 0 | 0 | 0 | 0 | 0 | 0 | 0 | 0 | 0 | 0 | 0 | 0 | 0 | 0 | 0 | 0 | 0 | 0 | 0 | 0 | 0 | 0 | 0 | 0 | 0 | 0 | 0 | 0 | 0 | 0 | 0 | 0 | 0 | 0 | 0 | 0 | 0 | 0 | 0 | 0 | 0 | 0 | 0 | 0 | 0 | 0 | 0 | 0 | 0 | 0
Non-energy use | 0 | 0 | 0 | 0 | 0 | 0 | 0 | 0 | 0 | 0 | 0 | 0 | 0 | 0 | 0 | 0 | 0 | 0 | 0 | 0 | 0 | 0 | 0 | 0 | 0 | 0 | 0 | 0 | 0 | 0 | 0 | 0 | 0 | 0 | 0 | 0 | 0 | 0 | 0 | 0 | 0 | 0 | 0 | 0 | 0 | 0 | 0 | 0 | 0 | 0 | 0 | 0 | 0 | 0 | 0 | 0 | 0 | 0 | 0 | 0 | 0 | 0 | 0 | 0 | 0
Non-energy use industry/transformation/energy | 0 | 0 | 0 | 0 | 0 | 0 | 0 | 0 | 0 | 0 | 0 | 0 | 0 | 0 | 0 | 0 | 0 | 0 | 0 | 0 | 0 | 0 | 0 | 0 | 0 | 0 | 0 | 0 | 0 | 0 | 0 | 0 | 0 | 0 | 0 | 0 | 0 | 0 | 0 | 0 | 0 | 0 | 0 | 0 | 0 | 0 | 0 | 0 | 0 | 0 | 0 | 0 | 0 | 0 | 0 | 0 | 0 | 0 | 0 | 0 | 0 | 0 | 0 | 0 | 0
Memo: Feedstock use in petrochemical industry | 0 | 0 | 0 | 0 | 0 | 0 | 0 | 0 | 0 | 0 | 0 | 0 | 0 | 0 | 0 | 0 | 0 | 0 | 0 | 0 | 0 | 0 | 0 | 0 | 0 | 0 | 0 | 0 | 0 | 0 | 0 | 0 | 0 | 0 | 0 | 0 | 0 | 0 | 0 | 0 | 0 | 0 | 0 | 0 | 0 | 0 | 0 | 0 | 0 | 0 | 0 | 0 | 0 | 0 | 0 | 0 | 0 | 0 | 0 | 0 | 0 | 0 | 0 | 0 | 0
Non-energy use in transport | 0 | 0 | 0 | 0 | 0 | 0 | 0 | 0 | 0 | 0 | 0 | 0 | 0 | 0 | 0 | 0 | 0 | 0 | 0 | 0 | 0 | 0 | 0 | 0 | 0 | 0 | 0 | 0 | 0 | 0 | 0 | 0 | 0 | 0 | 0 | 0 | 0 | 0 | 0 | 0 | 0 | 0 | 0 | 0 | 0 | 0 | 0 | 0 | 0 | 0 | 0 | 0 | 0 | 0 | 0 | 0 | 0 | 0 | 0 | 0 | 0 | 0 | 0 | 0 | 0
Non-energy use in other | 0 | 0 | 0 | 0 | 0 | 0 | 0 | 0 | 0 | 0 | 0 | 0 | 0 | 0 | 0 | 0 | 0 | 0 | 0 | 0 | 0 | 0 | 0 | 0 | 0 | 0 | 0 | 0 | 0 | 0 | 0 | 0 | 0 | 0 | 0 | 0 | 0 | 0 | 0 | 0 | 0 | 0 | 0 | 0 | 0 | 0 | 0 | 0 | 0 | 0 | 0 | 0 | 0 | 0 | 0 | 0 | 0 | 0 | 0 | 0 | 0 | 0 | 0 | 0 | 0
Electricity output (GWh) | 0 | 0 | 0 | 0 | 0 | 0 | 0 | 0 | 0 | 0 | 0 | 0 | 0 | 0 | 0 | 0 | 0 | 0 | 0 | 0 | 0 | 0 | 0 | 0 | 0 | 0 | 0 | 0 | 0 | 0 | 0 | 0 | 0 | 0 | 0 | 0 | 0 | 0 | 0 | 0 | 0 | 0 | 0 | 0 | 0 | 0 | 0 | 0 | 0 | 0 | 0 | 0 | 0 | 0 | 0 | 0 | 0 | 0 | 0 | 0 | 0 | 0 | 0 | 0 | 0
Electricity output (GWh)-main activity producer electricity plants | 0 | 0 | 0 | 0 | 0 | 0 | 0 | 0 | 0 | 0 | 0 | 0 | 0 | 0 | 0 | 0 | 0 | 0 | 0 | 0 | 0 | 0 | 0 | 0 | 0 | 0 | 0 | 0 | 0 | 0 | 0 | 0 | 0 | 0 | 0 | 0 | 0 | 0 | 0 | 0 | 0 | 0 | 0 | 0 | 0 | 0 | 0 | 0 | 0 | 0 | 0 | 0 | 0 | 0 | 0 | 0 | 0 | 0 | 0 | 0 | 0 | 0 | 0 | 0 | 0
Electricity output (GWh)-autoproducer electricity plants | 0 | 0 | 0 | 0 | 0 | 0 | 0 | 0 | 0 | 0 | 0 | 0 | 0 | 0 | 0 | 0 | 0 | 0 | 0 | 0 | 0 | 0 | 0 | 0 | 0 | 0 | 0 | 0 | 0 | 0 | 0 | 0 | 0 | 0 | 0 | 0 | 0 | 0 | 0 | 0 | 0 | 0 | 0 | 0 | 0 | 0 | 0 | 0 | 0 | 0 | 0 | 0 | 0 | 0 | 0 | 0 | 0 | 0 | 0 | 0 | 0 | 0 | 0 | 0 | 0
Electricity output (GWh)-main activity producer CHP plants | 0 | 0 | 0 | 0 | 0 | 0 | 0 | 0 | 0 | 0 | 0 | 0 | 0 | 0 | 0 | 0 | 0 | 0 | 0 | 0 | 0 | 0 | 0 | 0 | 0 | 0 | 0 | 0 | 0 | 0 | 0 | 0 | 0 | 0 | 0 | 0 | 0 | 0 | 0 | 0 | 0 | 0 | 0 | 0 | 0 | 0 | 0 | 0 | 0 | 0 | 0 | 0 | 0 | 0 | 0 | 0 | 0 | 0 | 0 | 0 | 0 | 0 | 0 | 0 | 0
Electricity output (GWh)-autoproducer CHP plants | 0 | 0 | 0 | 0 | 0 | 0 | 0 | 0 | 0 | 0 | 0 | 0 | 0 | 0 | 0 | 0 | 0 | 0 | 0 | 0 | 0 | 0 | 0 | 0 | 0 | 0 | 0 | 0 | 0 | 0 | 0 | 0 | 0 | 0 | 0 | 0 | 0 | 0 | 0 | 0 | 0 | 0 | 0 | 0 | 0 | 0 | 0 | 0 | 0 | 0 | 0 | 0 | 0 | 0 | 0 | 0 | 0 | 0 | 0 | 0 | 0 | 0 | 0 | 0 | 0
Heat output | 0 | 0 | 0 | 0 | 0 | 0 | 0 | 0 | 0 | 0 | 0 | 0 | 0 | 0 | 0 | 0 | 0 | 0 | 0 | 0 | 0 | 0 | 0 | 0 | 0 | 0 | 0 | 0 | 0 | 0 | 0 | 0 | 0 | 0 | 0 | 0 | 0 | 0 | 0 | 0 | 0 | 0 | 0 | 0 | 0 | 0 | 0 | 0 | 0 | 0 | 0 | 0 | 0 | 0 | 0 | 0 | 0 | 0 | 0 | 0 | 0 | 0 | 0 | 0 | 0
Heat output-main activity producer CHP plants | 0 | 0 | 0 | 0 | 0 | 0 | 0 | 0 | 0 | 0 | 0 | 0 | 0 | 0 | 0 | 0 | 0 | 0 | 0 | 0 | 0 | 0 | 0 | 0 | 0 | 0 | 0 | 0 | 0 | 0 | 0 | 0 | 0 | 0 | 0 | 0 | 0 | 0 | 0 | 0 | 0 | 0 | 0 | 0 | 0 | 0 | 0 | 0 | 0 | 0 | 0 | 0 | 0 | 0 | 0 | 0 | 0 | 0 | 0 | 0 | 0 | 0 | 0 | 0 | 0
Heat output-autoproducer CHP plants | 0 | 0 | 0 | 0 | 0 | 0 | 0 | 0 | 0 | 0 | 0 | 0 | 0 | 0 | 0 | 0 | 0 | 0 | 0 | 0 | 0 | 0 | 0 | 0 | 0 | 0 | 0 | 0 | 0 | 0 | 0 | 0 | 0 | 0 | 0 | 0 | 0 | 0 | 0 | 0 | 0 | 0 | 0 | 0 | 0 | 0 | 0 | 0 | 0 | 0 | 0 | 0 | 0 | 0 | 0 | 0 | 0 | 0 | 0 | 0 | 0 | 0 | 0 | 0 | 0
Heat output-main activity producer heat plants | 0 | 0 | 0 | 0 | 0 | 0 | 0 | 0 | 0 | 0 | 0 | 0 | 0 | 0 | 0 | 0 | 0 | 0 | 0 | 0 | 0 | 0 | 0 | 0 | 0 | 0 | 0 | 0 | 0 | 0 | 0 | 0 | 0 | 0 | 0 | 0 | 0 | 0 | 0 | 0 | 0 | 0 | 0 | 0 | 0 | 0 | 0 | 0 | 0 | 0 | 0 | 0 | 0 | 0 | 0 | 0 | 0 | 0 | 0 | 0 | 0 | 0 | 0 | 0 | 0
Heat output-autoproducer heat plants | 0 | 0 | 0 | 0 | 0 | 0 | 0 | 0 | 0 | 0 | 0 | 0 | 0 | 0 | 0 | 0 | 0 | 0 | 0 | 0 | 0 | 0 | 0 | 0 | 0 | 0 | 0 | 0 | 0 | 0 | 0 | 0 | 0 | 0 | 0 | 0 | 0 | 0 | 0 | 0 | 0 | 0 | 0 | 0 | 0 | 0 | 0 | 0 | 0 | 0 | 0 | 0 | 0 | 0 | 0 | 0 | 0 | 0 | 0 | 0 | 0 | 0 | 0 | 0 | 0

## csv_ce_production_table_2
central_electricity_production_step_2
key | demand | full_load_hours
energy_heater_for_heat_network_geothermal | #DIV/0! | 3672
energy_heater_for_heat_network_wood_pellets | #DIV/0! | 2190
energy_heater_for_heat_network_coal | #DIV/0! | 2190
energy_heater_for_heat_network_lignite | #DIV/0! | 2190
energy_heater_for_heat_network_crude_oil | #DIV/0! | 2190
energy_heater_for_heat_network_network_gas | #DIV/0! | 2190
energy_heater_for_heat_network_waste_mix | #DIV/0! | 2190
energy_power_supercritical_coal | #DIV/0! | 0
energy_power_ultra_supercritical_coal | #DIV/0! | 0
energy_power_ultra_supercritical_ccs_coal | #DIV/0! | 0
energy_power_ultra_supercritical_cofiring_coal | #DIV/0! | 0
energy_power_combined_cycle_coal | #DIV/0! | 0
energy_power_combined_cycle_ccs_coal | #DIV/0! | 0
energy_power_ultra_supercritical_lignite | #DIV/0! | 0
energy_power_ultra_supercritical_oxyfuel_ccs_lignite | #DIV/0! | 0
energy_power_turbine_network_gas | #DIV/0! | 0
energy_power_combined_cycle_network_gas | #DIV/0! | 0
energy_power_combined_cycle_ccs_network_gas | #DIV/0! | 0
energy_power_ultra_supercritical_network_gas | #DIV/0! | 0
energy_power_ultra_supercritical_crude_oil | #DIV/0! | 0
energy_power_engine_diesel | #DIV/0! | 0
energy_power_supercritical_waste_mix | #DIV/0! | 0
energy_power_nuclear_gen2_uranium_oxide | #DIV/0! | 0
energy_power_nuclear_gen3_uranium_oxide | #DIV/0! | 0
energy_power_hydro_river | #DIV/0! | 0
energy_power_hydro_mountain | #DIV/0! | 0
energy_power_geothermal | #DIV/0! | 0
energy_power_solar_pv_solar_radiation | #DIV/0! | 0
energy_power_solar_csp_solar_radiation | #DIV/0! | 0
energy_power_wind_turbine_coastal | #DIV/0! | 0
energy_power_wind_turbine_offshore | #DIV/0! | 0
energy_power_wind_turbine_inland | #DIV/0! | 0
buildings_solar_pv_solar_radiation | #DIV/0! | 0
households_solar_pv_solar_radiation | #DIV/0! | 0
agriculture_chp_engine_network_gas | 0 | 0
agriculture_chp_engine_biogas | 0 | 0
agriculture_chp_supercritical_wood_pellets | 0 | 0
households_collective_chp_network_gas | 0 | 0
households_collective_chp_biogas | 0 | 0
households_collective_chp_wood_pellets | 0 | 0
buildings_collective_chp_network_gas | 0 | 0
buildings_chp_engine_biogas | 0 | 0
buildings_collective_chp_wood_pellets | 0 | 0
industry_chp_turbine_gas_power_fuelmix | 0 | 0
industry_chp_engine_gas_power_fuelmix | 0 | 0
industry_chp_combined_cycle_gas_power_fuelmix | 0 | 0
industry_chp_ultra_supercritical_coal | 0 | 0
energy_chp_combined_cycle_network_gas | 0 | 0
energy_chp_ultra_supercritical_cofiring_coal | 0 | 0
energy_chp_ultra_supercritical_coal | 0 | 0
energy_chp_ultra_supercritical_lignite | 0 | 0
energy_chp_supercritical_waste_mix | 0 | 0