## Cover sheet
Cover sheet
Document | CHP analysis
Version # | 3.44
Country | 0
Year data | 0
Date | Dec 11,2015
Author | Alexander Wirtz
Organisation | Quintel Intelligence
Legend
Cells | Intermediate (calculation)
Result
Manual input
Reference to manual input or data input
Tabs | Introductory
Dashboard
Research data
Sources
Results
Main calculations
Additional calculations
Output to csv
Comments

## Changelog
Changelog
Date | Changes | Version
2013-06-19 | Created this document | 1.9
2013-06-20 | Improved lay-out | 1.91
2013-06-21 | Improved lay-out | 1.93
2013-06-24 | Improved lay-out | 1.94
2013-06-25 | Improved lay-out | 1.95
2013-06-26 | Improved lay-out | 1.96
2013-06-27 | Improved lay-out | 1.97
2013-06-28 | Improved lay-out | 1.98
2013-07-01 | Improved lay-out | 1.99
2013-07-02 | Inserted formulas | 2
2013-07-03 | Inserting formulas | 2.01
2013-07-04 | Inserted formulas | 2.02
2013-07-05 | Inserted formulas | 2.03
2013-07-08 | Inserting checks and csv outputs | 2.04
2013-07-10 | Small changes | 2.05
2013-07-11 | Using NL 2011 data from now on | 2.06
2013-07-12 | Merge industry & energy industry results | 2.07
| Removed extra heaters | 2.08
2013-07-16 | Improved dashboard | 2.09
2013-07-26 | Improved dashboard | 2.1
2013-08-06 | Improved lay-out | 2.11
2013-08-12 | Improved lay-out and texts | 2.12
2013-08-14 | Renamed energy balance | 2.13
2013-08-15 | General review, improinng text on Introduction sheet | 2.14
2013-08-15 | corrected the heat efficiency of Gas engine CHP | 2.15
2013-08-19 | Updated content sheet | 2.16
Check fuel aggregation, new fuel allocation?
2013-08-19 | New layout of Dashboard | 2.17
2013-08-21 | Added buttonns on Dashboard | 2.18
2013-08-26 | Improved Assumptions sheet, improved Dataflow sheet, deleted 'Other sources' sheet | 2.19
Fixed bug with double counting biofuels
2013-08-27 | Adding ETM keys to identify efficiencies for future import | 2.2
2013-08-27 | Changing all PJ to TJ, Changing the efficiency of energy_chp_ultra_supercritical_cofiring_coal_rdr and industry_chp_engine_gas_power_fuelmix | 2.21
2013-08-27 | Removed _rdr suffix from cofiring plant names | 2.22
2013-09-02 | Removed conditional formatting from Delta EB | 2.23
Fixed electricity check for industry
2013-09-03 | Included check for negative values in the final demand of the corrected EB | 2.24
September 10, 2013 | Added sold_heat_deficit csv (for import into PP_HP analysis | 2.25
2013-09-13 | Changed layout of technical specs sheet. Improved fuel aggreation matrix | 2.26
2013-09-16 | Made changes to 'Introduction' and 'Assumptions' and 'Dashboard' Notes to clarify removed technical specs from analysis | 2.27
2013-09-17 | Re-worked checks. Formatting (green/red) of checks now only depends on whether a check is TRUE or FALSE. (Sometimes, figures were hardcoded in the formatting itself, as in "if cell value is equal to 10, fromat green"). Help messages disappear when check passes | 2.28
2013-09-24 | Changed layout and links on 'Results by machine' to make it use the correct FLH per CHP type and have row order correspond to 'Dashboard' as fasr as FLH is concerned | 2.29
2013-10-01 | Minor updates in dataflow and introduction sheets. Correcting non-negative final demands check on dashboard | 3.3
2013-10-14 | Added check for negative machine demands to dashboard (cell K75) | 3.31
2013-10-15 | Converting 'child_share' to 'efficiency' in CSV export of energy_mixer_for_gas_power_fuel_efficiency.csv | 3.32
2013-11-13 | Typos and layout improvements | 3.33
2013-11-18 | Improving checks on 'Results by fuel'. Removing superflous check from Dashboard (row 80). Making all checks pass/fail on 5% | 3.39
2014-02-12 | Minor layout improvements | 3.4
2014-05-22 | Maximized the electricity production from 'biogas' to the electricity production from 'all fuels' in the households, services and agricultural sector. Remaining biogas is upgraded to green gas in the Primary production analysis. | 3.41
2014-05-23 | If the available wood pellets for main activity CHPs exceeded the available coal, the coal required in the Co-firing CHPs exceeded the available coal. This resulted in negative values for the Coal CHP. The production in Co-firing CHPs is therefore limited to the least available resource. | 3.42
2014-05-29 | Corrected summation of wood pellet on 'Results by fuel sheet' (https://github.com/quintel/etdataset/issues/494) | 3.43
2014-06-05 | Soften the check with respect to the calculated electricity production. Deviation from the statistical amount may occur as result of changes in version 3.42. | 3.43
December 9, 2015 | Corrected summation of Main Activity power plants in Row 54 on 'Results by machine' sheet. This has no impact on results. | 3.44

## Contents
Contents
Sheet | Description
Cover sheet | Information about this document and a legend to sheet and cell formatting
Changelog | Documentation of the changes to this analysis
Contents | Index with description of all the sheet in this analysis
Introduction | Introduction to the Energy Transition Model (ETM) and the CHP analysis and the fuel allocation methods
Dataflow | Visualization of the dataflow in this CHP analysis
Assumptions | Description of the modeling and country-specific assumptions for this analysis
Dashboard | On the dashboard, the country-specific assumptions can be changed manually. It also shows the most important checks
IEA energy balance | IEA extensive energy balance
IEA autoproducer prod. | IEA net electricity and heat production by autoproducers table
technical_specs | Overview of technologicial specifications of the CHP used in the ETM
Results by fuel | Overview of CHP inputs and outputs by sector and fuel. This sheet also checks against IEA statistics.
Results by machine | Overview of CHP inputs and outputs by CHP type
Delta energy balance | Condensed corrected energy balance and a condensed original energy balance are used to create the delta energy balance
Corrected energy balance step 1 | Complete corrected energy balance step 1
AP net-gross conversion | Conversion of the net electricity production data from IEA to gross electricity production data
CEB allocation factors | Calculation of an allocation matrix to split fuels into subfuels and sectors into subsectors
Co-fueling shares | Calculation of the fuel shares in co-fueling CHP units
Fuel allocation | Fuel allocation factors are calculated
Agriculture | Calculation of inputs and ouputs to Agriculture CHPs
Households | Calculation of inputs and ouputs to Households CHPs
Services | Calculation of inputs and ouputs to Services CHPs (Commercial and public services)
Energy industry | Calculation of inputs and ouputs to Energy industry CHPs
Industry | Calculation of inputs and ouputs to Industry CHPs
Main activity | Calculation of inputs and ouputs to Main activity CHPs
Waste incineration | Calculation of inputs and ouputs to Waste incineration CHPs
Fuel aggregation | Aggregation of energy balance fuel carriers and the division over main activity and autoproducer sectors
Fuel mixes | Production share of CHP types and fuels is determined per sector
csv_corrected_energy_balance_1 | CSV-file containing the corrected energy balance
csv_ce_production_table_1 | CSV-file containing the CHP unit demands
csv_energy_mixer_for_gas_cs | CSV-file containing the fuel shares in the gas mixer

## Introduction
Introduction
CHP analysis
This analysis converts IEA data into data that is used by the Energy Transition Model (ETM) of Quintel Intelligence. This conversion is performed based on the technical specifications of the CHPs modeled in the ETM and several (country specific) assumptions. A more elaborate introduction to the ETM can be found on https://github.com/quintel/documentation. The issue with IEA data on CHPs International Energy Agency (IEA) only reports the production of heat that is sold and the fuel input allocated to this sold heat. Unsold heat is not reported, nor are the related fuel inputs (all fuel input is allocated to the electricity output), which are directly reported as final demand of that fuel. In the ETM, however, we want to use physical flows; therefore, we do not distinguish between sold and unsold heat. In this analysis, we estimate the ratio of sold/unsold heat for every final demand CHP and adapt the fuel input used for heat and power production accordingly. Outline of this analysis This analysis is mainly based on statistical data from the IEA that publishes a range of data tables. For this analysis we use the “(Extensive) Energy Balance” and the “Net electricity and heat production by autoproducers” table. Combined, they provide data on the fuel use and heat & electricity production from CHP (combined heat and power plants). Within the IEA data tables, CHPs can be positioned in different sectors. IEA distinguishes ‘main activity’ and ‘final demand’ sectors (e.g. industry, residential). ‘Main activity’ plants produce electricity and heat with the purpose of selling them to a third party (electricity and heat networks). The business case of ‘main activity’ plants is the central production of power and heat. In contrast, plants in ‘final demand’ sectors produce heat (or electricity) for a specific local use. CHPs in final demand sectors are called ‘autoproducer’ plants. Instead of buying heat or electricity from a central network (from ‘main activity’ plants), autoproducer plants provide heat or electricity locally. Any excess of heat or electricity that is not consumed locally may be fed into a central network. ‘Main activity’ CHPs sell electricity and heat to a network. ‘Final demand’ CHPs do not necessarily sell electricity and heat because they satisfy a local demand (which does not involve selling energy to a third party). For example, a CHP in agriculture may provide heat to a greenhouse. This heat is typically not traded and is therefore called ‘unsold’ heat. All significant final demand sectors that are reported in IEA tables are reflected in the ETM. Furthermore, the ETM has a central production park that mimics the IEA ‘main activity’ sector.
Goals of this analysis
Determining the fuel inputs, heat & power production of all CHPs (final demand and main activity). This is done by extracting and manipulating information from two IEA data tables. Furthermore, ‘full load hours’ for CHPs are defined (these are country specific, whereas other CHP attributes remain fixed for every country). The unsold heat is added to the energy balance (IEA does not consider it), and the fuel use for unsold heat is moved from final demand to the conversions part of the balance. These manipulations result in a 'corrected' energy balance, which will be further adapted to ETM logic in the “Power and heat plant analysis”, where the remaining plants (‘main activity’ electricity production) are addressed. Note that this analysis is primarily about energy. Installed capacities per plant type are an extra result of this analysis (see the 'Results by machine' sheet). For this the user can assume typical FLH per plant type, which the model will use to determine installed capacities. This is the most complicated analysis step that is required to generate input data for the Energy Transition Model. All subsequent steps should be easier.
Steps to perform the analysis
1. Download the IEA extensive energy balance (in TeraJoule) and the 'net electricity and heat production in autoproducers' table from the IEA website ( http://data.iea.org ).
2. Go to the Dashboard and click on the "import data" button.
3. Look over all the assumptions and checks on the Assumptions page and the Dashboard. Consult the documentation for additional information.
4. Fill in the (country-specific) assumptions on the Dashboard using reliable sources and expert knowledge. Please document your sources.
5. Keep an eye on the Dashboard. If a check fails, try to understand what goes wrong and adjust your assumptions as long as you feel it is still realistic
6. You can look at the 'Results by fuel', 'Results by machine' and 'Delta energy balance' sheets for a more extensive display of the results of this analysis
7. On the Dashbard, click the "export" button. This will save all results in CSV files and close this workbook.
Fuel allocation methods
A CHP uses a certain fuel input to produce both heat and electricity simultaneously. The question of what share of the fuel use was used for the heat production and what share was used for the electricity production can be answered in multiple ways. One could base the allocation on the economical value of the products, the energetic value of the products or the exergetic value of the product, or even different methods. Different statistical agencies can use different methods so the data delivered to IEA in the joint questionaire is not completely uniform between all countries. If the allocation method is known, one can calculate back the data to one format for every country. At this moment, 3 possible allocation methods are implemented: the method used in the UK by the DECC, the 'Protermo' method used in e.g. Germany and the method described in the IEA statistical manual, used by e.g. the Netherlands. - The UK method specifies that always 2/3 of the fuel input can be allocated to the electricity production. - The Protermo method specifies that fuel input can be allocated according to the exergetic value of the ouput using an elaborate formula. - The IEA method is based on the energetic value of the outputs. More information on these methods can be found in our documentation.
The Energy Transition Model
In short, the Energy Transition Model (ETM) is a calculation engine with a front-end interface that is free to be used by private, commercial and public users. The engine exists of a collection of 'converters' that are linked together to approach the structure of an energy system at the country level. It includes for example import, export, electricity and heat production, final demand sectors and useful demand applications. Every converter has technical and economical specifications that were determined from scientific and technical literature. The model's initial configuration is mostly based on 2010 statistical data. Useful demand of energy applications is gathered from other sources. By moving sliders in a front end dashboard, representing energy use, energy production or socio-economical parameters, the calculation engine determines the results from these actions in a future scenario and communicates them to the user.

## Dataflow
CHP analysis data flow
Notes
A visualization of the dataflow in this analysis. The background colours correspond to the sheet colours in this analysis. The colour of the arrows has no particular meaning.
| Analysis inputs | Analysis calculations | Analysis ouputs
Calculations
Calculation inputs/outputs per CHP type & sector
Input Data for ETM
Results
Assumptions
Sources
Research data
IEA Energy Balance
Input Data for further analyses
central_electricity_production_step_1
IEA autoproducer CHPs net production
Fuel allocation method
Corrected energy balance step 1
Shares for fuel-mixing:
energy_mixer_for_gas_power_fuel_child_share
CEB allocation factors
CHP technical specifications
AP net-gross conversion CHP e-production
Main activity CHPs
Waste incineration CHPs
Agriculture
Energy industry
Industry
Fuel mixes determination
Households
Buildings
Co-fueling shares determination
Sold heat production deficit
Results by machine
Fuel aggregation and division over sectors
Fuel allocation
calculation
Dashboard
Checks
Shares of unsold heat
Shares of el. production by CHP
CHP full load hours
CHP source analysis
Delta energy balance
Shares of production by CHP type
Results by fuel

## Assumptions
Assumptions
Notes
On this page, a description of the assumptions for this analysis is given. There are two types of assumptions, Modeling assumptions and Country specific assumptions. The modeling assumptions form the structure or framework to be able to do this analysis. They are the same for every country. The country specific assumptions must be entered by the researcher on the Dashboard page and are used to correctly adjust the calculations to the specific country. The fuels table gives an overview of how the ETM fuel carriers correspond with the IEA fuel carriers.
Modeling assumptions
Type | Assumption | Comment
General
| The ETM uses several CHP types, whose specifications (technical and economical) are almost all fixed (not adjusted in or by research analyses). This analysis tries to match these CHP types to the energy statistics | These are typical CHPs that result from a source analysis
| The production of CHPs is based on their electricity production. The fuel input and heat production follow from this production. | In the ETM, producing the correct amount of electricity is the most important. Electricity production is also the most accurately measured for statistics.
| All waste carriers burnt in CHPs are burnt in waste incineration plants, which the ETM considers to be main activity plants. Their input and production is moved from Services and Industry sectors to main activity CHPs | In the ETM, waste incinerators are treated as main activity plants since they deliver to several sectors.
| The ETM distinguishes a Households sector, best represented by the IEA's Residential sector | Expert judgement
| Biogas CHPs always dump 25% of their heat production | Expert judgement
| All coal gas production is moved to the industry sector and will be realized with natural gas instead. | Coal gas can not be burnt in industry CHPs in the current ETM
| Heat from biogas CHPs is always used locally and is therefore never never sold. | Expert judgement. Note that CHPs can produce sold heat using green gas, which is purified biogas of natural gas quality, but gets fed into the gas network, and is not assigned to any specific technology.
Agriculture
| In agricultural CHPs, only natural gas, biogas and wood pellets are used | Expert judgement
| The production of the biogas CHPs is based on the final demand of biogas in the sector | Biogas can only be used in dedicated CHPs in the ETM
Households
| In households CHPs, only natural gas, biogas and wood pellets are used | Expert judgement
| The production of the biogas CHPs is based on the final demand of biogas in the sector | Biogas can only be used in dedicated CHPs in the ETM
Commercial & public services
| CHPs in the Services sector only use natural gas, biogas and wood pellets. | Expert judgement
| The production of the biogas CHPs is based on the final demand of biogas in the sector | Biogas can only be used in dedicated CHPs in the ETM
| CHP production from waste is partly subtracted from the Services sctor and partly from the Industry sector (and moved to a waste incineration sector)(see above) | According to ISIC v4 definitions waste incineration activities are included in the Services sector. For the ETM, however, we want to treat these as main activity plants. If this leads to issues, part of the electricity from waste carriers can be subtracted from the Industry sector.
Energy industry
| All oil carriers that are used in autoproducer CHP plants are used in the Energy industry | Energy industry includes oil refineries, where oil products are sometimes burnt by local CHP machines
| Gas CHPs in energy industry can burn natural gas and oil (products) | Expert judgement
Industry
| Gas CHPs in industry can burn natural gas and green gas (via the grid) | Expert judgement
| Lignite, biofuels and wood pellets can't be used currently, coal is used instead | Model limitations
| Instead of biogas, we produce with natural gas in the industry sector. Via the gas network, injected green gas can also be used in Industry CHPs | Model limitations, all final demand of biogas in the Agriculture, Households and Services sectors must be used in CHPs
Main activity
| Main activity CHPs always sell all their heat | Definition
| If too little heat is produced in this sector, the remaining heat will be produced by main activity heat plants. If excess heat is produced, this heat will be dumped. | Correction in order to produce enough heat
| Gas CHPs in main activity can burn natural gas and green gas | Expert judgement
| Oil and biofuels can not be used currently | Model limitations
| The co-firing CHP in main activity burns coal and wood pellets in a 50/50 share | Expert judgement
Waste incineration
| Waste CHPs can burn renewable and non-renewable waste | Expert judgement
| Waste CHPs always sell all their heat and are considered main activity plants | Expert judgement
Country specific assumptions
Type | Assumption | Proposed source
General
| The method of fuel allocation should be same that was used by the statistical bureau delivering the country data to IEA | The country's statistical bureau
| The total heat production by CHPs in the country | Eurostat data can be used as an indication
| The total fuel input into CHPs in the country | Eurostat data can be used as an indication
Agriculture
| Percentage of heat from gas CHPs that is not sold | If this value cannot be determined from IEA data it should be estimated by an expert, based on national data
| Percentage of heat from wood pellet CHPs that is not sold | If this value cannot be determined from IEA data it should be estimated by an expert, based on national data
| Percentage of remaining (after accounting for biogas) CHP electrity production by gas CHPs | If this value cannot be determined from IEA data it should be estimated by an expert, based on national data
Households
| Percentage of heat from gas CHPs that is not sold | If this value cannot be determined from IEA data it should be estimated by an expert, based on national data
| Percentage of heat from wood pellet CHPs that is not sold | If this value cannot be determined from IEA data it should be estimated by an expert, based on national data
| Percentage of remaining (after accounting for biogas) CHP electrity production by gas CHPs | If this value cannot be determined from IEA data it should be estimated by an expert, based on national data
Commercial & public services
| Percentage of heat from gas CHPs that is not sold | If this value cannot be determined from IEA data it should be estimated by an expert, based on national data
| Percentage of heat from wood pellet CHPs that is not sold | If this value cannot be determined from IEA data it should be estimated by an expert, based on national data
| Percentage of remaining (after accounting for biogas) CHP electrity production by gas CHPs | If this value cannot be determined from IEA data it should be estimated by an expert, based on national data
Energy industry
| Percentage of heat from gas turbine CHPs that is not sold | If this value cannot be determined from IEA data it should be estimated by an expert, based on national data
| Percentage of heat from gas engine CHPs that is not sold | If this value cannot be determined from IEA data it should be estimated by an expert, based on national data
| Percentage of heat from gas cobined cycle CHPs that is not sold | If this value cannot be determined from IEA data it should be estimated by an expert, based on national data
| Percentage of heat from coal CHPs that is not sold | If this value cannot be determined from IEA data it should be estimated by an expert, based on national data
| Percentage of CHP electricity production of Gas vs. Coal in energy industry CHPs | If this value cannot be determined from IEA data it should be estimated by an expert, based on national data
| Percentage of CHP electrity production by gas turbine CHPs | If this value cannot be determined from IEA data it should be estimated by an expert, based on national data
| Percentage of CHP electrity production by gas engine CHPs | If this value cannot be determined from IEA data it should be estimated by an expert, based on national data
| Percentage of CHP electrity production by gas combined cycle CHPs | If this value cannot be determined from IEA data it should be estimated by an expert, based on national data
Industry
| Percentage of heat from gas turbine CHPs that is not sold | If this value cannot be determined from IEA data it should be estimated by an expert, based on national data
| Percentage of heat from gas engine CHPs that is not sold | If this value cannot be determined from IEA data it should be estimated by an expert, based on national data
| Percentage of heat from gas cobined cycle CHPs that is not sold | If this value cannot be determined from IEA data it should be estimated by an expert, based on national data
| Percentage of heat from coal CHPs that is not sold | If this value cannot be determined from IEA data it should be estimated by an expert, based on national data
| Percentage of CHP electrity production by gas turbine CHPs | If this value cannot be determined from IEA data it should be estimated by an expert, based on national data
| Percentage of CHP electrity production by gas engine CHPs | If this value cannot be determined from IEA data it should be estimated by an expert, based on national data
| Percentage of CHP electrity production by gas combined cycle CHPs | If this value cannot be determined from IEA data it should be estimated by an expert, based on national data
Main activity
Waste incineration
| The sectors from which to deduct electricity production from waste carriers | Should be the Services sector but if this leads to negative production in this sector, a part of the electricity production from waste carriers can be subtracted from the Industry sector as well
CHP full load hours
| The annual full load hours of the different CHP types | Estimation by an expert, preferably based on national data
Fuels
ETM CHP carrier | IEA carrier
Coal | Hard coal (if no detail)
Brown coal (if no detail)
Anthracite
Coking coal
Other bituminous coal
Sub-bituminous coal
Peat
Patent fuel
Coke oven coke
Gas coke
Coal tar
BKB/peat briquettes
Coal gas | Gas works gas
Coke oven gas
Blast furnace gas
Other recovered gases
Lignite | Lignite
Network gas | Natural gas
Crude oil | Crude/NGL/feedstocks (if no detail)
Crude oil
Natural gas liquids
Refinery feedstocks
Additives/blending components
Other hydrocarbons
Refinery gas
Ethane
Liquefied petroleum gases (LPG)
Motor gasoline
Aviation gasoline
Gasoline type jet fuel
Kerosene type jet fuel
Other Kerosene
Gas/diesel oil
Fuel oil
Naphtha
White spirit & SBP
Lubricants
Bitumen
Paraffin waxes
Petroleum coke
Non-specified oil products
Biogenic waste | Municipal waste (renewable)
Non biogenic waste | Industrial waste
Municipal waste (non-renewable)
Biogas | Biogases
Biofuels | Biogasoline
Biodiesels
Other liquid biofuels
Wood pellets | Primary solid biofuels
Non-specified primary biofuels and waste
Constants
kWh to MJ conversion (MJ/kWh) | 3.6 | kWh_MJ_conversion

## Dashboard
Dashboard
Notes
On this page the country specific assumptions must be entered, with the source of the data when applicable. Aside from the IEA tables, this is the only manual input that is needed from external researchers. The checks on the right show if there are any inconsistencies between the data and assumptions. A green check means that everything is OK. An orange check means that the result is not ideal, but these issues are not critical: the analysis can still be used. A red check means that there is a critical issue that must be addressed before the analysis can be used.
Assumptions | [5 empty] | Checks
Sector | Assumption | Unit | Value | Name | Source | Check | Status | If a check is red or orange, please follow these instructions | Key
General | [5 empty] | All critical checks correct | FALSE | Please address all critical checks (red) before continuing
| Country |  |  | country |  | Filled out all assumptions | FALSE | Please fill in all assumptions | country | 0
| The base year for this analysis | year |  | base_year |  | Filled out all full load hours | FALSE | Please fill in all full load hours (use dummy value when the CHP type is not applicable) | base_year | 0
| The fuel allocation method used by your country's statistical agency | Protermo |  | switch_protermo |  | Only one allocation method selected | FALSE | Select only one allocation method | chp_allocation_protermo | 0
| (can be only 1 method) | IEA |  | switch_iea |  |  |  |  | chp_allocation_iea
|  | DECC |  | switch_decc |  |  |  |  | chp_allocation_decc
| Total heat production by CHPs (estimate, only relevant for checks) | TJ |  |  |  | Sold heat production does not exceed total heat production | FALSE | Please increase your estimate, total heat production can not be lower than sold heat production | chp_total_heat_produciton
| Total fuel input into CHPs (estimate, only relevant for checks) | TJ |  |  |  | Fuel input for sold heat and electricity does not exceed total fuel input | FALSE | Please increase your estimate, total fuel input can not be lower than the fuel input for sold heat and electricity | chp_total_fuel_input
Agriculture
| Percentage of heat from gas CHPs that is not sold | Share |  |  |  | The percentages of electricity production add up to 100% | TRUE |  | chp_agriculture_unsold_gas | 1
| Percentage of heat from biogas CHPs that is not sold | Share | 100% |  |  | The gas input for unsold heat does not exceed the sectors' final demand | #DIV/0! | #DIV/0! |  | #DIV/0!
| Percentage of heat from wood pellet CHPs that is not sold | Share |  |  |  | The biogas input for unsold heat does not exceed the sectors' final demand | #DIV/0! | #DIV/0! | chp_agriculture_unsold_wood_pellets | #DIV/0!
| Percentage of CHP electricity production by biogas CHPs | Share | #DIV/0! |  |  | The wood pellets input for unsold heat does not exceed the sectors' final demand | #DIV/0! | #DIV/0! |  | #DIV/0!
| Percentage of remaining CHP electricity production by gas CHPs | Share | [6 empty] | chp_agriculture_elec_prod_gas
| Percentage of remaining CHP electricity production by wood pellet CHPs | Share | 100% |  |  | The modeled sold heat production matches the statistical data (±5%) | #DIV/0! | #DIV/0!
Households
| Percentage of heat from gas CHPs that is not sold | Share |  |  |  | The percentages of electricity production add up to 100% | TRUE |  | chp_residential_unsold_gas | 1
| Percentage of heat from biogas CHPs that is not sold | Share | 100% |  |  | The gas input for unsold heat does not exceed the sectors' final demand | #DIV/0! | #DIV/0! |  | #DIV/0!
| Percentage of heat from wood pellet CHPs that is not sold | Share |  |  |  | The biogas input for unsold heat does not exceed the sectors' final demand | #DIV/0! | #DIV/0! | chp_residential_unsold_wood_pellets | #DIV/0!
| Percentage of CHP electricity production by biogas CHPs | Share | #DIV/0! |  |  | The wood pellets input for unsold heat does not exceed the sectors' final demand | #DIV/0! | #DIV/0! |  | #DIV/0!
| Percentage of remaining CHP electricity production by gas CHPs | Share | [6 empty] | chp_residential_elec_prod_gas
| Percentage of remaining CHP electricity production by wood pellet CHPs | Share | 100% |  |  | The modeled sold heat production matches the statistical data (±5%) | #DIV/0! | #DIV/0!
Services
| Percentage of heat from gas CHPs that is not sold | Share |  |  |  | The percentages of electricity production add up to 100% | TRUE |  | chp_caps_unsold_gas | 1
| Percentage of heat from biogas CHPs that is not sold | Share | 100% |  |  | The gas input for unsold heat does not exceed the sectors' final demand | #DIV/0! | #DIV/0! |  | #DIV/0!
| Percentage of heat from wood pellet CHPs that is not sold | Share |  |  |  | The biogas input for unsold heat does not exceed the sectors' final demand | #DIV/0! | #DIV/0! | chp_caps_unsold_wood_pellets | #DIV/0!
| Percentage of CHP electricity production by biogas CHPs | Share | #DIV/0! |  |  | The wood pellets input for unsold heat does not exceed the sectors' final demand | #DIV/0! | #DIV/0! |  | #DIV/0!
| Percentage of remaining CHP electricity production by gas CHPs | Share | [6 empty] | chp_caps_elec_prod_gas
| Percentage of remaining CHP electricity production by wood pellet CHPs | Share | 100% |  |  | The modeled sold heat production matches the statistical data (±5%) | #DIV/0! | #DIV/0!
Energy industry
| Percentage of heat from gas turbine CHPs that is not sold | Share |  |  |  | The percentages of electricity production add up to 100% | 0% | The three gas CHP types should together produce 100% of the gas CHP electricity in this sector | chp_ei_unsold_gas_turbine | 0
| Percentage of heat from gas engine CHPs that is not sold | Share | [6 empty] | chp_ei_unsold_gas_engine
| Percentage of heat from gas combined cycle CHPs that is not sold | Share |  |  |  | The modeled sold heat production matches the statistical data (±5%) | #DIV/0! | #DIV/0! | chp_ei_unsold_gas_cc
| Percentage of heat from coal CHPs that is not sold | Share | [6 empty] | chp_ei_unsold_coal
| Percentage of CHP electricity production of gas vs. coal in energy industry CHPs | Share | [6 empty] | chp_ei_elec_prod_gas
| Percentage of CHP electricity production by gas turbine CHPs | Share | [6 empty] | chp_ei_elec_prod_gas_turbine
| Percentage of CHP electricity production by gas engine CHPs | Share | [6 empty] | chp_ei_elec_prod_gas_engine
| Percentage of CHP electricity production by gas combined cycle CHPs | Share | [6 empty] | chp_ei_elec_prod_gas_cc
Industry
| Percentage of heat from gas turbine CHPs that is not sold | Share |  |  |  | The percentages of electricity production add up to 100% | 0% | The three gas CHP types should together produce 100% of the gas CHP electricity in this sector | chp_i_unsold_gas_turbine | 0
| Percentage of heat from gas engine CHPs that is not sold | Share |  |  |  | The coal input for unsold heat does not exceed the sectors' final demand | #DIV/0! | #DIV/0! | chp_i_unsold_gas_engine | #DIV/0!
| Percentage of heat from gas combined cycle CHPs that is not sold | Share |  |  |  | The gas input for unsold heat does not exceed the sectors' final demand | #DIV/0! | #DIV/0! | chp_i_unsold_gas_cc | #DIV/0!
| Percentage of heat from coal CHPs that is not sold | Share |  |  |  | The biogas input for unsold heat does not exceed the sectors' final demand | #DIV/0! | #DIV/0! | chp_i_unsold_coal | #DIV/0!
| Percentage of CHP electricity production by gas turbine CHPs | Share |  |  |  | The biofuels input for unsold heat does not exceed the sectors' final demand | #DIV/0! | #DIV/0! | chp_i_elec_prod_gas_turbine | #DIV/0!
| Percentage of CHP electricity production by gas engine CHPs | Share |  |  |  | The wood pellets input for unsold heat does not exceed the sectors' final demand | #DIV/0! | #DIV/0! | chp_i_elec_prod_gas_engine | #DIV/0!
| Percentage of CHP electricity production by gas combined cycle CHPs | Share | [6 empty] | chp_i_elec_prod_gas_cc
[6 empty] | The modeled sold heat production matches the statistical data (±5%) | #DIV/0! | #DIV/0!
Main activity
[6 empty] | Main activity CHPs produce too much heat | #DIV/0! | #DIV/0!
Waste incineration
| Percentage of el. prod. with waste carriers that is removed from Services sector | Share |  |  |  | No negative electricity production in the Services services sector | #DIV/0! | #DIV/0! | chp_waste_removal_caps | #DIV/0!
| Percentage of el. prod. with waste carriers that is removed from Industry sector | Share |  |  |  | Percentages of el. prod. with waste carriers removed from other sectors should add up to 1 | FALSE | Make sure that the electricity production with waste carriers removed from other sectors add up to 1 | chp_waste_removal_industry | 0
Results
| The amount of sold heat that must be produced in main activity heat plants | TJ | #DIV/0! |  |  | Total electricity production matches the indicated electricity production | #DIV/0! | #DIV/0!
[6 empty] | All CHPs have positive energy demands | TRUE |  |  | 1
[6 empty] | Total fuel input matches the indicated fuel input (±5%) | #DIV/0! | #DIV/0!
[6 empty] | Total sold heat production matches the indicated heat production (±5%) | #DIV/0! | #DIV/0!
[6 empty] | Heat production by autoproducer CHPs matches your assumption (±5%) | #DIV/0! | #DIV/0!
[6 empty] | Mismatch in Autoproducers Sector. Number of differences to IEA data larger than 5% | 0
[6 empty] | Mismatch in Main activity and Waste sector. Number of differences to IEA data larger than 5% | 0
[6 empty] | There are only positive values in the final demand part of the corrected energy balance | TRUE
CHP full load hours
Agriculture
| Gas CHP | hours/yr | [6 empty] | chp_flh_agriculture_gas
| Biogas CHP | hours/yr | [6 empty] | chp_flh_agriculture_biogas
| Wood pellets CHP | hours/yr | [6 empty] | chp_flh_agriculture_wood_pellets
Households
| Gas CHP | hours/yr | [6 empty] | chp_flh_residential_gas
| Biogas CHP | hours/yr | [6 empty] | chp_flh_residential_biogas
| Wood pellets CHP | hours/yr | [6 empty] | chp_flh_residential_wood_pellets
Services
| Gas CHP | hours/yr | [6 empty] | chp_flh_caps_gas
| Biogas CHP | hours/yr | [6 empty] | chp_flh_caps_biogas
| Wood pellets CHP | hours/yr | [6 empty] | chp_flh_caps_wood_pellets
Industry & Energy industry
| Gas turbine CHP | hours/yr | [6 empty] | chp_flh_iei_gas_turbine
| Gas engine CHP | hours/yr | [6 empty] | chp_flh_iei_gas_engine
| Gas combined cycle CHP | hours/yr | [6 empty] | chp_flh_iei_gas_cc
| Coal CHP | hours/yr | [6 empty] | chp_flh_iei_coal
Main activity
| Gas combined cycle CHP | hours/yr | [6 empty] | chp_flh_ma_gas
| Coal CHP | hours/yr | [6 empty] | chp_flh_ma_coal
| Lignite CHP | hours/yr | [6 empty] | chp_flh_ma_lignite
| Co-firing CHP | hours/yr | [6 empty] | chp_flh_ma_cofiring
Waste incineration
| Waste CHP | hours/yr | [6 empty] | chp_flh_waste
export to 'data/…/ouput' folder
optional: Load different Dashboard values
import data

## IEA energy balance
IEA extensive energy balance
Notes
Please paste (as values) the IEA extensive energy balance (in TeraJoules) for your country in the table below. This data will be used in the analysis. If non-numerical data is present in the table, the cell will become yellow as a warning. The documentation that IEA has available may point you towards a solution for your country.
PRODUCT | Hard coal (if no detail) | Brown coal (if no detail) | Anthracite | Coking coal | Other bituminous coal | Sub-bituminous coal | Lignite | Patent fuel | Coke oven coke | Gas coke | Coal tar | BKB/peat briquettes | Gas works gas | Coke oven gas | Blast furnace gas | Other recovered gases | Peat | Natural Gas | Crude/NGL/feedstocks (if no detail) | Crude oil | Natural gas liquids | Refinery feedstocks | Additives/blending components | Other hydrocarbons | Refinery gas | Ethane | Liquefied petroleum gases (LPG) | Motor gasoline | Aviation gasoline | Gasoline type jet fuel | Kerosene type jet fuel | Other Kerosene | Gas/diesel oil | Fuel oil | Naphtha | White spirit & SBP | Lubricants | Bitumen | Paraffin waxes | Petroleum coke | Non-specified oil products | Industrial waste | Municipal waste (renewable) | Municipal waste (non-renewable) | Primary solid biofuels | Biogases | Biogasoline | Biodiesels | Other liquid biofuels | Non-specified primary biofuels and waste | Charcoal | Elec/heat output from non-specified manufactured gases | Heat output from non-specified combustible fuels | Nuclear | Hydro | Geothermal | Solar photovoltaics | Solar thermal | Tide, wave and ocean | Wind | Other sources | Electricity | Heat | Total | Memo: Renewables
FLOW
Production
Imports
Exports
International marine bunkers
International aviation bunkers
Stock changes
Total primary energy supply
Transfers
Statistical differences
Transformation processes
Main activity producer electricity plants
Autoproducer electricity plants
Main activity producer CHP plants
Autoproducer CHP plants
Main activity producer heat plants
Autoproducer heat plants
Heat pumps
Electric boilers
Chemical heat for electricity production
Blast furnaces
Gas works
Coke ovens
Patent fuel plants
BKB plants
Oil refineries
Petrochemical plants
Coal liquefaction plants
Gas-to-liquids (GTL) plants
For blended natural gas
Charcoal production plants
Non-specified (transformation)
Energy industry own use
Coal mines
Oil and gas extraction
Blast furnaces
Gas works
Gasification plants for biogases
Coke ovens
Patent fuel plants
BKB plants
Oil refineries
Coal liquefaction plants
Liquefaction (LNG) / regasification plants
Gas-to-liquids (GTL) plants
Own use in electricity, CHP and heat plants
Pumped storage plants
Nuclear industry
Charcoal production plants
Non-specified (energy)
Losses
Total final consumption
Industry
Iron and steel
Chemical and petrochemical
Non-ferrous metals
Non-metallic minerals
Transport equipment
Machinery
Mining and quarrying
Food and tobacco
Paper, pulp and print
Wood and wood products
Construction
Textile and leather
Non-specified (industry)
Transport
Domestic aviation
Road
Rail
Pipeline transport
Domestic navigation
Non-specified (transport)
Other
Residential
Commercial and public services
Agriculture/forestry
Fishing
Non-specified (other)
Non-energy use
Non-energy use industry/transformation/energy
Memo: Feedstock use in petrochemical industry
Non-energy use in transport
Non-energy use in other
Electricity output (GWh)
Electricity output (GWh)-main activity producer electricity plants
Electricity output (GWh)-autoproducer electricity plants
Electricity output (GWh)-main activity producer CHP plants
Electricity output (GWh)-autoproducer CHP plants
Heat output
Heat output-main activity producer CHP plants
Heat output-autoproducer CHP plants
Heat output-main activity producer heat plants
Heat output-autoproducer heat plants

## IEA autoproducer prod.
IEA net electricty and heat generation in autoproducers
Notes
Please paste (as values) the IEA 'net electricity and heat generation in autoproducers' table from you country in the table below. After a conversion to gross electricity production in another tab, this data will be used in the analysis. Non-numerical values will be highlighted in yellow as a warning.
TIME
|  | FLOW | Total net production | Total energy industry | Coal mines | Oil and gas extraction | Patent fuel plants | Coke ovens | BKB plants | Gas works | Blast furnaces | Oil refineries | Coal liquefaction plants | Liquefaction (LNG) / regasification plants | Gasification plants for biogases | Gas-to-liquids (GTL) plants | Charcoal production plants | Non-specified energy industry | Total industry | Iron and steel | Chemical and petrochemical | Non-ferrous metals | Non-metallic minerals | Transport equipment | Machinery | Mining and quarrying | Food and tobacco | Paper, pulp, and printing | Wood and wood products | Construction | Textile and leather | Non-specified industry | Total transport | Rail | Pipeline transport | Non-specified transport | Other | Commercial and public service | Residential | Agriculture | Fishing | Non-specified - other
COUNTRY | PRODUCT | PLANT
Netherlands | Electricity (GWh) | Autoproducer electricity plants
Autoproducer CHP plants
Autoproducer heat plants
Total autoproducer plants
| Heat (TJ) | Autoproducer electricity plants
Autoproducer CHP plants
Autoproducer heat plants
Total autoproducer plants

## technical_specs
CHP & heater technical specifications
Notes
This page lists the technical specifications of the CHP and heat units that are used in the ETM and for which the demands and productions are determined in this analysis. These specifications are a result of a separate source analysis by Quintel Intelligence and remain fixed for all countries. Since the Analysis itself shall not be used to store these values, a script is used to autmatically import technical specifications into the analysis (this workbook). A script looks up certain attributes for technology used in this analysis.
Sector | Type | Fuel(s) |  | Electrical efficiency | heat efficiency (useful heat) | dumped heat efficiency | Heat efficiency | Comments
|  |  | converter key | converter attribute | converter attribute | converter attribute
|  |  |  | output.electricity | output.steam_hot_water | output.dumped_heat
Agriculture
| Gas CHP | Natural gas | agriculture_chp_engine_network_gas.central_producer |  |  |  | 0%
| Biogas CHP | Biogas | agriculture_chp_engine_biogas.central_producer |  |  |  | 0%
| Wood pellets CHP | Wood pellets | agriculture_chp_supercritical_wood_pellets.central_producer |  |  |  | 0%
Households
| Gas CHP | Natural gas | households_collective_chp_network_gas.central_producer |  |  |  | 0%
| Biogas CHP | Biogas | households_collective_chp_biogas.central_producer |  |  |  | 0%
| Wood pellets CHP | Wood pellets | households_collective_chp_wood_pellets.central_producer |  |  |  | 0%
Services
| Gas CHP | Natural gas | buildings_collective_chp_network_gas.central_producer |  |  |  | 0%
| Biogas CHP | Biogas | buildings_chp_engine_biogas.central_producer |  |  |  | 0%
| Wood pellets CHP | Wood pellets | buildings_collective_chp_wood_pellets.central_producer |  |  |  | 0%
Industry & Energy industry
| Gas turbine CHP | Mix (gas/oil/bio-oil) | industry_chp_turbine_gas_power_fuelmix.central_producer |  |  |  | 0%
| Gas engine CHP | Mix (gas/oil/bio-oil) | industry_chp_engine_gas_power_fuelmix.central_producer |  |  |  | 0%
| Gas combined cycle CHP | Mix (gas/oil/bio-oil) | industry_chp_combined_cycle_gas_power_fuelmix.central_producer |  |  |  | 0%
| Coal CHP | Mix (coal/biomass) | industry_chp_ultra_supercritical_coal.central_producer |  |  |  | 0% | NL database: Not validated by EnergyMatters
Main activity
| Gas combined cycle CHP | Natural gas | energy_chp_combined_cycle_network_gas.central_producer |  |  |  | 0%
| Coal CHP | Mix (coal/biomass) | energy_chp_ultra_supercritical_coal.central_producer |  |  |  | 0%
| Lignite CHP | Lignite | energy_chp_ultra_supercritical_lignite.central_producer |  |  |  | 0% | NL database: Not validated by EnergyMatters
| Co-firing CHP | Wood pellets/coal | energy_chp_ultra_supercritical_cofiring_coal.central_producer |  |  |  | 0% | NL database: Not validated by EnergyMatters
Waste incineration
| Waste CHP | Waste mix | energy_chp_supercritical_waste_mix.central_producer |  |  |  | 0%

## Results by fuel
Results by fuel
Notes
On this page, the inputs and outputs of CHPs are given by sector and fuel. If possible, results are checked against IEA data. Inconsistencies larger than 5% are formatted in 'orange' (positive checks are 'green'). If you encounter an orange check labeled 'infinite', it means that there is a division by zero. Divisions by zero typcially occur when IEA does not report any energy production, while an assumption does call for production in a sector. All checks are counted and displayed in the dashboard.
Results overview by fuel
Sector | Fuel type | Electricity production (TJ) | Total fuel input (TJ) | Fuel input for electricity and sold heat (TJ) | Fuel input for unsold heat (TJ) | Total heat production (TJ) | Sold heat production (TJ) | Unsold heat production (TJ) | Checks for dashboard | Comment
Agriculture
| Natural gas (result) | #DIV/0! | #DIV/0! | #DIV/0! | #DIV/0! | #DIV/0! | #DIV/0! | #DIV/0!
| Biogas (result) | #DIV/0! | #DIV/0! | #DIV/0! | #DIV/0! | #DIV/0! | #DIV/0! | #DIV/0!
| Wood pellets (result) | #DIV/0! | #DIV/0! | #DIV/0! | #DIV/0! | #DIV/0! | #DIV/0! | #DIV/0!
| All fuels (result) | #DIV/0! | #DIV/0! | #DIV/0! | #DIV/0! | #DIV/0! | #DIV/0! | #DIV/0!
| All fuels (IEA) | #DIV/0! |  |  |  |  | 0
| All fuels (TJ difference) | #DIV/0! |  |  |  |  | #DIV/0!
| All fuels (% difference) | #DIV/0! |  |  |  |  | #DIV/0! |  | #DIV/0!
Households
| Natural gas (result) | #DIV/0! | #DIV/0! | #DIV/0! | #DIV/0! | #DIV/0! | #DIV/0! | #DIV/0!
| Biogas (result) | #DIV/0! | #DIV/0! | #DIV/0! | #DIV/0! | #DIV/0! | #DIV/0! | #DIV/0!
| Wood pellets (result) | #DIV/0! | #DIV/0! | #DIV/0! | #DIV/0! | #DIV/0! | #DIV/0! | #DIV/0!
| All fuels (result) | #DIV/0! | #DIV/0! | #DIV/0! | #DIV/0! | #DIV/0! | #DIV/0! | #DIV/0!
| All fuels (IEA) | #DIV/0! |  |  |  |  | 0
| All fuels (TJ difference) | #DIV/0! |  |  |  |  | #DIV/0!
| All fuels (% difference) | #DIV/0! |  |  |  |  | #DIV/0! |  | #DIV/0!
Services
| Natural gas (result) | #DIV/0! | #DIV/0! | #DIV/0! | #DIV/0! | #DIV/0! | #DIV/0! | #DIV/0!
| Biogas (result) | #DIV/0! | #DIV/0! | #DIV/0! | #DIV/0! | #DIV/0! | #DIV/0! | #DIV/0!
| Wood pellets (result) | #DIV/0! | #DIV/0! | #DIV/0! | #DIV/0! | #DIV/0! | #DIV/0! | #DIV/0!
| All fuels (result) | #DIV/0! | #DIV/0! | #DIV/0! | #DIV/0! | #DIV/0! | #DIV/0! | #DIV/0!
| All fuels (IEA) | #DIV/0! |  |  |  |  | 0
| All fuels (TJ difference) | #DIV/0! |  |  |  |  | #DIV/0!
| All fuels (% difference) | #DIV/0! |  |  |  |  | #DIV/0! |  | #DIV/0!
Energy industry
| Coal (result) | #DIV/0! | #DIV/0! | #DIV/0! | #DIV/0! | #DIV/0! | #DIV/0! | #DIV/0!
| Natural gas (result) | #DIV/0! | #DIV/0! | #DIV/0! | #DIV/0! | #DIV/0! | #DIV/0! | #DIV/0!
| Oil (result) | 0 | #DIV/0! | #DIV/0! | #DIV/0! | #DIV/0! | #DIV/0! | #DIV/0!
| All fuels (result) | #DIV/0! | #DIV/0! | #DIV/0! | #DIV/0! | #DIV/0! | #DIV/0! | #DIV/0!
| All fuels (IEA) | #DIV/0! |  |  |  |  | 0
| All fuels (TJ difference) | #DIV/0! |  |  |  |  | #DIV/0!
| All fuels (% difference) | #DIV/0! |  |  |  |  | #DIV/0! |  | #DIV/0!
Industry
| Coal (result) | #DIV/0! | #DIV/0! | #DIV/0! | #DIV/0! | #DIV/0! | #DIV/0! | #DIV/0!
| Coal gas (result) | 0 | #DIV/0! | #DIV/0! | #DIV/0! | #DIV/0! | #DIV/0! | #DIV/0! |  | All coal gas was added to natural gas
| Lignite (result) | 0 | #DIV/0! | #DIV/0! | #DIV/0! | #DIV/0! | #DIV/0! | #DIV/0!
| Natural gas (result) | #DIV/0! | #DIV/0! | #DIV/0! | #DIV/0! | #DIV/0! | #DIV/0! | #DIV/0!
| Biogas (result) | 0 | #DIV/0! | #DIV/0! | #DIV/0! | #DIV/0! | #DIV/0! | #DIV/0!
| Biofuels (result) | 0 | #DIV/0! | #DIV/0! | #DIV/0! | #DIV/0! | #DIV/0! | #DIV/0!
| Wood pellets (result) | #DIV/0! | #DIV/0! | #DIV/0! | #DIV/0! | #DIV/0! | #DIV/0! | #DIV/0!
| All fuels (result) | #DIV/0! | #DIV/0! | #DIV/0! | #DIV/0! | #DIV/0! | #DIV/0! | #DIV/0!
| All fuels (IEA) | #DIV/0! |  |  |  |  | 0
| All fuels (TJ difference) | #DIV/0! |  |  |  |  | #DIV/0!
| All fuels (% difference) | #DIV/0! |  |  |  |  | #DIV/0! |  | #DIV/0!
All autoproducers
(sum of the above) | Coal (result) | #DIV/0! | #DIV/0! | #DIV/0! | #DIV/0! | #DIV/0! | #DIV/0! | #DIV/0!
| Coal gas (result) | 0 | #DIV/0! | #DIV/0! | #DIV/0! | #DIV/0! | #DIV/0! | #DIV/0!
| Lignite (result) | 0 | #DIV/0! | #DIV/0! | #DIV/0! | #DIV/0! | #DIV/0! | #DIV/0!
| Natural gas (result) | #DIV/0! | #DIV/0! | #DIV/0! | #DIV/0! | #DIV/0! | #DIV/0! | #DIV/0!
| Oil (result) | 0 | #DIV/0! | #DIV/0! | #DIV/0! | #DIV/0! | #DIV/0! | #DIV/0!
| Biogas (result) | #DIV/0! | #DIV/0! | #DIV/0! | #DIV/0! | #DIV/0! | #DIV/0! | #DIV/0!
| Biofuels (result) | 0 | #DIV/0! | #DIV/0! | #DIV/0! | #DIV/0! | #DIV/0! | #DIV/0!
| Wood pellets (result) | #DIV/0! | #DIV/0! | #DIV/0! | #DIV/0! | #DIV/0! | #DIV/0! | #DIV/0!
| All fuels (result) | #DIV/0! | #DIV/0! | #DIV/0! | #DIV/0! | #DIV/0! | #DIV/0! | #DIV/0!
| All fuels (IEA) | 0 |  | 0 |  |  | 0
| All fuels (TJ difference) | #DIV/0! |  | #DIV/0! |  |  | #DIV/0!
| All fuels (% difference) | #DIV/0! |  | #DIV/0! |  |  | #DIV/0! |  | #DIV/0!
| Coal (result) | #DIV/0! | #DIV/0! | #DIV/0! | #DIV/0! | #DIV/0! | #DIV/0! | #DIV/0!
| Coal (IEA) | 0 |  | 0 |  |  | 0
| Coal (TJ difference) | #DIV/0! |  | #DIV/0! |  |  | #DIV/0!
| Coal (% difference) | #DIV/0! |  | #DIV/0! |  |  | #DIV/0!
| Coal gas (result) | 0 | #DIV/0! | #DIV/0! | #DIV/0! | #DIV/0! | #DIV/0! | #DIV/0! |  | Coal gas was added to natural gas
| Coal gas (IEA) | 0 |  | 0 |  |  | 0
| Coal gas (TJ difference) | 0 |  | #DIV/0! |  |  | #DIV/0!
| Coal gas (% difference) | 0% |  | #DIV/0! |  |  | #DIV/0!
| Lignite (result) | 0 | #DIV/0! | #DIV/0! | #DIV/0! | #DIV/0! | #DIV/0! | #DIV/0!
| Lignite (IEA) | 0 |  | 0 |  |  | 0
| Lignite (TJ difference) | 0 |  | #DIV/0! |  |  | #DIV/0!
| Lignite (% difference) | 0% |  | #DIV/0! |  |  | #DIV/0!
| Natural gas (result) | #DIV/0! | #DIV/0! | #DIV/0! | #DIV/0! | #DIV/0! | #DIV/0! | #DIV/0!
| Natural gas (IEA) | 0 |  | 0 |  |  | 0
| Natural gas (TJ difference) | #DIV/0! |  | #DIV/0! |  |  | #DIV/0!
| Natural gas (% difference) | #DIV/0! |  | #DIV/0! |  |  | #DIV/0!
| Oil (result) | 0 | #DIV/0! | #DIV/0! | #DIV/0! | #DIV/0! | #DIV/0! | #DIV/0!
| Oil (IEA) | 0 |  | 0 |  |  | 0
| Oil (TJ difference) | 0 |  | #DIV/0! |  |  | #DIV/0!
| Oil (% difference) | 0% |  | #DIV/0! |  |  | #DIV/0!
| Biogas (result) | #DIV/0! | #DIV/0! | #DIV/0! | #DIV/0! | #DIV/0! | #DIV/0! | #DIV/0!
| Biogas (IEA) | 0 |  | 0 |  |  | 0
| Biogas (TJ difference) | #DIV/0! |  | #DIV/0! |  |  | #DIV/0!
| Biogas (% difference) | #DIV/0! |  | #DIV/0! |  |  | #DIV/0!
| Biofuels (result) | 0 | #DIV/0! | #DIV/0! | #DIV/0! | #DIV/0! | #DIV/0! | #DIV/0!
| Biofuels (IEA) | 0 |  | 0 |  |  | 0
| Biofuels (TJ difference) | 0 |  | #DIV/0! |  |  | #DIV/0!
| Biofuels (% difference) | 0% |  | #DIV/0! |  |  | #DIV/0!
| Wood pellets (result) | #DIV/0! | #DIV/0! | #DIV/0! | #DIV/0! | #DIV/0! | #DIV/0! | #DIV/0!
| Wood pellets (IEA) | 0 |  | 0 |  |  | 0
| Wood pellets (TJ difference) | #DIV/0! |  | #DIV/0! |  |  | #DIV/0!
| Wood pellets (% difference) | #DIV/0! |  | #DIV/0! |  |  | #DIV/0!
Main activity | Coal (result) | 0 | #DIV/0! | #DIV/0! | #DIV/0! | #DIV/0! | #DIV/0! | 0
| Lignite (result) | 0 | #DIV/0! | #DIV/0! | #DIV/0! | #DIV/0! | #DIV/0! | 0
| Natural gas (result) | 0 | #DIV/0! | #DIV/0! | #DIV/0! | #DIV/0! | #DIV/0! | 0
| Biogas (result) | 0 | #DIV/0! | #DIV/0! | #DIV/0! | #DIV/0! | #DIV/0! | 0
| Wood pellets (result) | 0 | #DIV/0! | #DIV/0! | #DIV/0! | #DIV/0! | #DIV/0! | 0
| All fuels (result) | 0 | #DIV/0! | #DIV/0! | #DIV/0! | #DIV/0! | #DIV/0! | 0
| All fuels (IEA) | 0 |  | 0 |  |  | 0
| All fuels (TJ difference) | 0 |  | #DIV/0! |  |  | #DIV/0!
| All fuels (% difference) | 0% |  | #DIV/0! |  |  | #DIV/0! |  | #DIV/0!
| Coal (result) | 0 | #DIV/0! | #DIV/0! | #DIV/0! | #DIV/0! | #DIV/0! | 0
| Coal (IEA) | 0 |  | 0 |  |  | 0
| Coal (TJ difference) | 0 |  | #DIV/0! |  |  | #DIV/0!
| Coal (% difference) | 0% |  | #DIV/0! |  |  | #DIV/0!
| Lignite (result) | 0 | #DIV/0! | #DIV/0! | #DIV/0! | #DIV/0! | #DIV/0! | 0
| Lignite (IEA) | 0 |  | 0 |  |  | 0
| Lignite (TJ difference) | 0 |  | #DIV/0! |  |  | #DIV/0!
| Lignite (% difference) | 0% |  | #DIV/0! |  |  | #DIV/0!
| Natural gas (result) | 0 | #DIV/0! | #DIV/0! | #DIV/0! | #DIV/0! | #DIV/0! | 0
| Natural gas (IEA) | 0 |  | 0 |  |  | 0
| Natural gas (TJ difference) | 0 |  | #DIV/0! |  |  | #DIV/0!
| Natural gas (% difference) | 0% |  | #DIV/0! |  |  | #DIV/0!
| Biogas (result) | 0 | #DIV/0! | #DIV/0! | #DIV/0! | #DIV/0! | #DIV/0! | 0
| Biogas (IEA) | 0 |  | 0 |  |  | 0
| Biogas (TJ difference) | 0 |  | #DIV/0! |  |  | #DIV/0!
| Biogas (% difference) | 0% |  | #DIV/0! |  |  | #DIV/0!
| Wood pellets (result) | 0 | #DIV/0! | #DIV/0! | #DIV/0! | #DIV/0! | #DIV/0! | 0
| Wood pellets (IEA) | 0 |  | 0 |  |  | 0
| Wood pellets (TJ difference) | 0 |  | #DIV/0! |  |  | #DIV/0!
| Wood pellets (% difference) | 0% |  | #DIV/0! |  |  | #DIV/0!
Waste incineration
| Biogenic waste (result) | 0 | #DIV/0! | #DIV/0! | #DIV/0! | #DIV/0! | #DIV/0! | 0
| Non biogenic waste (result) | 0 | #DIV/0! | #DIV/0! | #DIV/0! | #DIV/0! | #DIV/0! | 0
| All fuels (result) | 0 | #DIV/0! | #DIV/0! | #DIV/0! | #DIV/0! | #DIV/0! | 0
| All fuels (IEA) | 0 |  | 0 |  |  | 0
| All fuels (TJ difference) | 0 |  | #DIV/0! |  |  | #DIV/0!
| All fuels (% difference) | 0% |  | #DIV/0! |  |  | #DIV/0! |  | #DIV/0!
| Biogenic waste (result) | 0 | #DIV/0! | #DIV/0! | #DIV/0! | #DIV/0! | #DIV/0! | 0
| Biogenic waste (IEA) | 0 |  | 0 |  |  | 0
| Biogenic waste (TJ difference) | 0 |  | #DIV/0! |  |  | #DIV/0!
| Biogenic waste (% difference) | 0% |  | #DIV/0! |  |  | #DIV/0!
| Non biogenic waste (result) | 0 | #DIV/0! | #DIV/0! | #DIV/0! | #DIV/0! | #DIV/0! | 0
| Non biogenic waste (IEA) | 0 |  | 0 |  |  | 0
| Non biogenic waste (TJ difference) | 0 |  | #DIV/0! |  |  | #DIV/0!
| Non biogenic waste (% difference) | 0% |  | #DIV/0! |  |  | #DIV/0!
Total | Coal (result) | #DIV/0! | #DIV/0! | #DIV/0! | #DIV/0! | #DIV/0! | #DIV/0! | #DIV/0!
| Coal gas (result) | 0 | #DIV/0! | #DIV/0! | #DIV/0! | #DIV/0! | #DIV/0! | #DIV/0!
| Lignite (result) | 0 | #DIV/0! | #DIV/0! | #DIV/0! | #DIV/0! | #DIV/0! | #DIV/0!
| Natural gas (result) | #DIV/0! | #DIV/0! | #DIV/0! | #DIV/0! | #DIV/0! | #DIV/0! | #DIV/0!
| Oil (result) | 0 | #DIV/0! | #DIV/0! | #DIV/0! | #DIV/0! | #DIV/0! | #DIV/0!
| Biogenic waste (result) | 0 | #DIV/0! | #DIV/0! | #DIV/0! | #DIV/0! | #DIV/0! | 0
| Non biogenic waste (result) | 0 | #DIV/0! | #DIV/0! | #DIV/0! | #DIV/0! | #DIV/0! | 0
| Biogas (result) | #DIV/0! | #DIV/0! | #DIV/0! | #DIV/0! | #DIV/0! | #DIV/0! | #DIV/0!
| Biofuels (result) | 0 | #DIV/0! | #DIV/0! | #DIV/0! | #DIV/0! | #DIV/0! | #DIV/0!
| Wood pellets (result) | #DIV/0! | #DIV/0! | #DIV/0! | #DIV/0! | #DIV/0! | #DIV/0! | #DIV/0!
| All fuels (result) | #DIV/0! | #DIV/0! | #DIV/0! | #DIV/0! | #DIV/0! | #DIV/0! | #DIV/0!
| All fuels (IEA) | 0 |  | 0 |  |  | 0
| All fuels (TJ difference) | #DIV/0! |  | #DIV/0! |  |  | #DIV/0! |  |  | A sold heat production deficit must be produced in main activity heaters
| All fuels (% difference) | #DIV/0! |  | #DIV/0! |  |  | #DIV/0! |  | #DIV/0!

## Results by machine
Results by machine
Notes
On this page, the inputs and ouputs to the CHPs are given by by sector and CHP or heater type. Full load hours are displayed no the right.
Results overview by converter
Sector | Unit type | Electricity production (TJ) | Total fuel input (TJ) | Fuel input for electricity and sold heat (TJ) | Fuel input for unsold heat (TJ) | Total heat production (TJ) | Sold heat production (TJ) | Unsold heat production (TJ) | Full load hours (hrs/yr) | Installed electrical capacity (MW) | Installed heat capacity (MW)
Agriculture
| Gas CHP | #DIV/0! | #DIV/0! | #DIV/0! | #DIV/0! | #DIV/0! | #DIV/0! | #DIV/0! | 0 | #DIV/0! | #DIV/0!
| Biogas CHP | #DIV/0! | #DIV/0! | #DIV/0! | #DIV/0! | #DIV/0! | #DIV/0! | #DIV/0! | 0 | #DIV/0! | #DIV/0!
| Wood pellets CHP | #DIV/0! | #DIV/0! | #DIV/0! | #DIV/0! | #DIV/0! | #DIV/0! | #DIV/0! | 0 | #DIV/0! | #DIV/0!
| All units | #DIV/0! | #DIV/0! | #DIV/0! | #DIV/0! | #DIV/0! | #DIV/0! | #DIV/0! |  | #DIV/0! | #DIV/0!
Households
| Gas CHP | #DIV/0! | #DIV/0! | #DIV/0! | #DIV/0! | #DIV/0! | #DIV/0! | #DIV/0! | 0 | #DIV/0! | #DIV/0!
| Biogas CHP | #DIV/0! | #DIV/0! | #DIV/0! | #DIV/0! | #DIV/0! | #DIV/0! | #DIV/0! | 0 | #DIV/0! | #DIV/0!
| Wood pellets CHP | #DIV/0! | #DIV/0! | #DIV/0! | #DIV/0! | #DIV/0! | #DIV/0! | #DIV/0! | 0 | #DIV/0! | #DIV/0!
| All units | #DIV/0! | #DIV/0! | #DIV/0! | #DIV/0! | #DIV/0! | #DIV/0! | #DIV/0! |  | #DIV/0! | #DIV/0!
Services
| Gas CHP | #DIV/0! | #DIV/0! | #DIV/0! | #DIV/0! | #DIV/0! | #DIV/0! | #DIV/0! | 0 | #DIV/0! | #DIV/0!
| Biogas CHP | #DIV/0! | #DIV/0! | #DIV/0! | #DIV/0! | #DIV/0! | #DIV/0! | #DIV/0! | 0 | #DIV/0! | #DIV/0!
| Wood pellets CHP | #DIV/0! | #DIV/0! | #DIV/0! | #DIV/0! | #DIV/0! | #DIV/0! | #DIV/0! | 0 | #DIV/0! | #DIV/0!
| All units | #DIV/0! | #DIV/0! | #DIV/0! | #DIV/0! | #DIV/0! | #DIV/0! | #DIV/0! |  | #DIV/0! | #DIV/0!
Energy industry
| Gas turbine CHP | #DIV/0! | #DIV/0! | #DIV/0! | #DIV/0! | #DIV/0! | #DIV/0! | #DIV/0!
| Gas engine CHP | #DIV/0! | #DIV/0! | #DIV/0! | #DIV/0! | #DIV/0! | #DIV/0! | #DIV/0!
| Gas CC CHP | #DIV/0! | #DIV/0! | #DIV/0! | #DIV/0! | #DIV/0! | #DIV/0! | #DIV/0!
| Coal CHP | #DIV/0! | #DIV/0! | #DIV/0! | #DIV/0! | #DIV/0! | #DIV/0! | #DIV/0!
| All units | #DIV/0! | #DIV/0! | #DIV/0! | #DIV/0! | #DIV/0! | #DIV/0! | #DIV/0!
Industry
| Gas turbine CHP | #DIV/0! | #DIV/0! | #DIV/0! | #DIV/0! | #DIV/0! | #DIV/0! | #DIV/0!
| Gas engine CHP | #DIV/0! | #DIV/0! | #DIV/0! | #DIV/0! | #DIV/0! | #DIV/0! | #DIV/0!
| Gas CC CHP | #DIV/0! | #DIV/0! | #DIV/0! | #DIV/0! | #DIV/0! | #DIV/0! | #DIV/0!
| Coal CHP | #DIV/0! | #DIV/0! | #DIV/0! | #DIV/0! | #DIV/0! | #DIV/0! | #DIV/0!
| All units | #DIV/0! | #DIV/0! | #DIV/0! | #DIV/0! | #DIV/0! | #DIV/0! | #DIV/0!
Industry & Energy industry
| Gas turbine CHP | #DIV/0! | #DIV/0! | #DIV/0! | #DIV/0! | #DIV/0! | #DIV/0! | #DIV/0! | 0 | #DIV/0! | #DIV/0!
| Gas engine CHP | #DIV/0! | #DIV/0! | #DIV/0! | #DIV/0! | #DIV/0! | #DIV/0! | #DIV/0! | 0 | #DIV/0! | #DIV/0!
| Gas CC CHP | #DIV/0! | #DIV/0! | #DIV/0! | #DIV/0! | #DIV/0! | #DIV/0! | #DIV/0! | 0 | #DIV/0! | #DIV/0!
| Coal CHP | #DIV/0! | #DIV/0! | #DIV/0! | #DIV/0! | #DIV/0! | #DIV/0! | #DIV/0! | 0 | #DIV/0! | #DIV/0!
| All units | #DIV/0! | #DIV/0! | #DIV/0! | #DIV/0! | #DIV/0! | #DIV/0! | #DIV/0! |  | #DIV/0! | #DIV/0!
Main activity
| Gas CC CHP | 0 | #DIV/0! | #DIV/0! | #DIV/0! | #DIV/0! | #DIV/0! | 0 | 0 | #DIV/0! | #DIV/0!
| Coal CHP | 0 | #DIV/0! | #DIV/0! | #DIV/0! | #DIV/0! | #DIV/0! | 0 | 0 | #DIV/0! | #DIV/0!
| Lignite CHP | 0 | #DIV/0! | #DIV/0! | #DIV/0! | #DIV/0! | #DIV/0! | 0 | 0 | #DIV/0! | #DIV/0!
| Co-firing CHP | 0 | #DIV/0! | #DIV/0! | #DIV/0! | #DIV/0! | #DIV/0! | 0 | 0 | #DIV/0! | #DIV/0!
| All units | 0 | #DIV/0! | #DIV/0! | #DIV/0! | #DIV/0! | #DIV/0! | 0 |  | #DIV/0! | #DIV/0!
Waste incineration
| Waste CHP | 0 | #DIV/0! | #DIV/0! | #DIV/0! | #DIV/0! | #DIV/0! | 0 | 0 | #DIV/0! | #DIV/0!

## Delta energy balance
Delta energy balance
Notes
On this page we first give the corrected energy balance using aggregated carriers. The next balance is the original IEA balance with aggregated carriers. Finally, The Delta energy balance gives the differeces between the two balances.
Corrected energy balance |  | Coal | Coal gas | Lignite | Natural gas | Oil | Biogenic waste | Non biogenic waste | Biogas | Biofuels | Wood pellets | Nuclear | Other renewables | Other | Electricity | Heat | Total
| TPES | #DIV/0! | #DIV/0! | #DIV/0! | #DIV/0! | #DIV/0! | #DIV/0! | #DIV/0! | #DIV/0! | #DIV/0! | #DIV/0! | 0 | 0 | 0 | #DIV/0! | #DIV/0! | #DIV/0!
| Conversion CHP main activity | #DIV/0! | 0 | #DIV/0! | #DIV/0! | 0 | #DIV/0! | #DIV/0! | #DIV/0! | 0 | #DIV/0! | 0 | 0 | 0 | 0 | #DIV/0! | #DIV/0!
| Conversion CHP autoprod | #DIV/0! | #DIV/0! | #DIV/0! | #DIV/0! | #DIV/0! | 0 | 0 | #DIV/0! | #DIV/0! | #DIV/0! | 0 | 0 | 0 | #DIV/0! | #DIV/0! | #DIV/0!
| Conversion other | 0 | 0 | 0 | 0 | 0 | 0 | 0 | 0 | 0 | 0 | 0 | 0 | 0 | 0 | 0 | 0
| Transformation other | 0 | 0 | 0 | 0 | 0 | 0 | 0 | 0 | 0 | 0 | 0 | 0 | 0 | 0 | 0 | 0
| Energy industry own use | #DIV/0! | 0 | 0 | #DIV/0! | #DIV/0! | 0 | 0 | 0 | 0 | 0 | 0 | 0 | 0 | 0 | #DIV/0! | #DIV/0!
| Losses | 0 | 0 | 0 | 0 | 0 | 0 | 0 | 0 | 0 | 0 | 0 | 0 | 0 | 0 | 0 | 0
| Total final consumption | #DIV/0! | #DIV/0! | #DIV/0! | #DIV/0! | 0 | 0 | 0 | #DIV/0! | #DIV/0! | #DIV/0! | 0 | 0 | 0 | 0 | #DIV/0! | #DIV/0!
| Industry | #DIV/0! | #DIV/0! | #DIV/0! | #DIV/0! | 0 | 0 | 0 | #DIV/0! | #DIV/0! | #DIV/0! | 0 | 0 | 0 | 0 | #DIV/0! | #DIV/0!
| Transport | 0 | 0 | 0 | 0 | 0 | 0 | 0 | 0 | 0 | 0 | 0 | 0 | 0 | 0 | 0 | 0
| Residential | 0 | 0 | 0 | #DIV/0! | 0 | 0 | 0 | #DIV/0! | 0 | #DIV/0! | 0 | 0 | 0 | 0 | #DIV/0! | #DIV/0!
| Commercial & public services | 0 | 0 | 0 | #DIV/0! | 0 | 0 | 0 | #DIV/0! | 0 | #DIV/0! | 0 | 0 | 0 | 0 | #DIV/0! | #DIV/0!
| Agriculture | 0 | 0 | 0 | #DIV/0! | 0 | 0 | 0 | #DIV/0! | 0 | #DIV/0! | 0 | 0 | 0 | 0 | #DIV/0! | #DIV/0!
| Other | 0 | 0 | 0 | 0 | 0 | 0 | 0 | 0 | 0 | 0 | 0 | 0 | 0 | 0 | 0 | 0
| Non-energy use | 0 | 0 | 0 | 0 | 0 | 0 | 0 | 0 | 0 | 0 | 0 | 0 | 0 | 0 | 0 | 0
Original energy balance |  | Coal | Coal gas | Lignite | Natural gas | Oil | Biogenic waste | Non biogenic waste | Biogas | Biofuels | Wood pellets | Nuclear | Other renewables | Other | Electricity | Heat | Total
| TPES | 0 | 0 | 0 | 0 | 0 | 0 | 0 | 0 | 0 | 0 | 0 | 0 | 0 | 0 | 0 | 0
| Conversion CHP main activity | 0 | 0 | 0 | 0 | 0 | 0 | 0 | 0 | 0 | 0 | 0 | 0 | 0 | 0 | 0 | 0
| Conversion CHP autoprod | 0 | 0 | 0 | 0 | 0 | 0 | 0 | 0 | 0 | 0 | 0 | 0 | 0 | 0 | 0 | 0
| Conversion other | 0 | 0 | 0 | 0 | 0 | 0 | 0 | 0 | 0 | 0 | 0 | 0 | 0 | 0 | 0 | 0
| Transformation other | 0 | 0 | 0 | 0 | 0 | 0 | 0 | 0 | 0 | 0 | 0 | 0 | 0 | 0 | 0 | 0
| Energy industry own use | 0 | 0 | 0 | 0 | 0 | 0 | 0 | 0 | 0 | 0 | 0 | 0 | 0 | 0 | 0 | 0
| Losses | 0 | 0 | 0 | 0 | 0 | 0 | 0 | 0 | 0 | 0 | 0 | 0 | 0 | 0 | 0 | 0
| Total final consumption | 0 | 0 | 0 | 0 | 0 | 0 | 0 | 0 | 0 | 0 | 0 | 0 | 0 | 0 | 0 | 0
| Industry | 0 | 0 | 0 | 0 | 0 | 0 | 0 | 0 | 0 | 0 | 0 | 0 | 0 | 0 | 0 | 0
| Transport | 0 | 0 | 0 | 0 | 0 | 0 | 0 | 0 | 0 | 0 | 0 | 0 | 0 | 0 | 0 | 0
| Residential | 0 | 0 | 0 | 0 | 0 | 0 | 0 | 0 | 0 | 0 | 0 | 0 | 0 | 0 | 0 | 0
| Commercial & public services | 0 | 0 | 0 | 0 | 0 | 0 | 0 | 0 | 0 | 0 | 0 | 0 | 0 | 0 | 0 | 0
| Agriculture | 0 | 0 | 0 | 0 | 0 | 0 | 0 | 0 | 0 | 0 | 0 | 0 | 0 | 0 | 0 | 0
| Other | 0 | 0 | 0 | 0 | 0 | 0 | 0 | 0 | 0 | 0 | 0 | 0 | 0 | 0 | 0 | 0
| Non-energy use | 0 | 0 | 0 | 0 | 0 | 0 | 0 | 0 | 0 | 0 | 0 | 0 | 0 | 0 | 0 | 0
Delta energy balance |  | Coal | Coal gas | Lignite | Natural gas | Oil | Biogenic waste | Non biogenic waste | Biogas | Biofuels | Wood pellets | Nuclear | Other renewables | Other | Electricity | Heat | Total
| TPES | #DIV/0! | #DIV/0! | #DIV/0! | #DIV/0! | #DIV/0! | #DIV/0! | #DIV/0! | #DIV/0! | #DIV/0! | #DIV/0! | 0 | 0 | 0 | #DIV/0! | #DIV/0! | #DIV/0!
| Conversion CHP main activity | #DIV/0! | 0 | #DIV/0! | #DIV/0! | 0 | #DIV/0! | #DIV/0! | #DIV/0! | 0 | #DIV/0! | 0 | 0 | 0 | 0 | #DIV/0! | #DIV/0!
| Conversion CHP autoprod | #DIV/0! | #DIV/0! | #DIV/0! | #DIV/0! | #DIV/0! | 0 | 0 | #DIV/0! | #DIV/0! | #DIV/0! | 0 | 0 | 0 | #DIV/0! | #DIV/0! | #DIV/0!
| Conversion other | 0 | 0 | 0 | 0 | 0 | 0 | 0 | 0 | 0 | 0 | 0 | 0 | 0 | 0 | 0 | 0
| Transformation other | 0 | 0 | 0 | 0 | 0 | 0 | 0 | 0 | 0 | 0 | 0 | 0 | 0 | 0 | 0 | 0
| Energy industry own use | #DIV/0! | 0 | 0 | #DIV/0! | #DIV/0! | 0 | 0 | 0 | 0 | 0 | 0 | 0 | 0 | 0 | #DIV/0! | #DIV/0!
| Losses | 0 | 0 | 0 | 0 | 0 | 0 | 0 | 0 | 0 | 0 | 0 | 0 | 0 | 0 | 0 | 0
| Total final consumption | #DIV/0! | #DIV/0! | #DIV/0! | #DIV/0! | 0 | 0 | 0 | #DIV/0! | #DIV/0! | #DIV/0! | 0 | 0 | 0 | 0 | #DIV/0! | #DIV/0!
| Industry | #DIV/0! | #DIV/0! | #DIV/0! | #DIV/0! | 0 | 0 | 0 | #DIV/0! | #DIV/0! | #DIV/0! | 0 | 0 | 0 | 0 | #DIV/0! | #DIV/0!
| Transport | 0 | 0 | 0 | 0 | 0 | 0 | 0 | 0 | 0 | 0 | 0 | 0 | 0 | 0 | 0 | 0
| Residential | 0 | 0 | 0 | #DIV/0! | 0 | 0 | 0 | #DIV/0! | 0 | #DIV/0! | 0 | 0 | 0 | 0 | #DIV/0! | #DIV/0!
| Commercial & public services | 0 | 0 | 0 | #DIV/0! | 0 | 0 | 0 | #DIV/0! | 0 | #DIV/0! | 0 | 0 | 0 | 0 | #DIV/0! | #DIV/0!
| Agriculture | 0 | 0 | 0 | #DIV/0! | 0 | 0 | 0 | #DIV/0! | 0 | #DIV/0! | 0 | 0 | 0 | 0 | #DIV/0! | #DIV/0!
| Other | 0 | 0 | 0 | 0 | 0 | 0 | 0 | 0 | 0 | 0 | 0 | 0 | 0 | 0 | 0 | 0
| Non-energy use | 0 | 0 | 0 | 0 | 0 | 0 | 0 | 0 | 0 | 0 | 0 | 0 | 0 | 0 | 0 | 0

## Corrected energy balance step 1
Corrected energy balance step 1
Notes
In the corrected energy balance, the fuel use for unsold heat from CHPs is moved from the final demand of sectors to the conversion part of the balance. Also, the final demand of the sectors now shows the unsold heat produced in the sector. Color code: Changed cell: dark blue (changed sums: bright blue). No longer valid after correction: Red
PRODUCT | Hard coal (if no detail) | Brown coal (if no detail) | Anthracite | Coking coal | Other bituminous coal | Sub-bituminous coal | Lignite | Patent fuel | Coke oven coke | Gas coke | Coal tar | BKB/peat briquettes | Gas works gas | Coke oven gas | Blast furnace gas | Other recovered gases | Peat | Natural Gas | Crude/NGL/feedstocks (if no detail) | Crude oil | Natural gas liquids | Refinery feedstocks | Additives/blending components | Other hydrocarbons | Refinery gas | Ethane | Liquefied petroleum gases (LPG) | Motor gasoline | Aviation gasoline | Gasoline type jet fuel | Kerosene type jet fuel | Other Kerosene | Gas/diesel oil | Fuel oil | Naphtha | White spirit & SBP | Lubricants | Bitumen | Paraffin waxes | Petroleum coke | Non-specified oil products | Industrial waste | Municipal waste (renewable) | Municipal waste (non-renewable) | Primary solid biofuels | Biogases | Biogasoline | Biodiesels | Other liquid biofuels | Non-specified primary biofuels and waste | Charcoal | Elec/heat output from non-specified manufactured gases | Heat output from non-specified combustible fuels | Nuclear | Hydro | Geothermal | Solar photovoltaics | Solar thermal | Tide, wave and ocean | Wind | Other sources | Electricity | Heat | Total | Memo: Renewables
FLOW
Production | 0 | 0 | 0 | 0 | 0 | 0 | 0 | 0 | 0 | 0 | 0 | 0 | 0 | 0 | 0 | 0 | 0 | 0 | 0 | 0 | 0 | 0 | 0 | 0 | 0 | 0 | 0 | 0 | 0 | 0 | 0 | 0 | 0 | 0 | 0 | 0 | 0 | 0 | 0 | 0 | 0 | 0 | 0 | 0 | 0 | 0 | 0 | 0 | 0 | 0 | 0 | 0 | 0 | 0 | 0 | 0 | 0 | 0 | 0 | 0 | 0 | 0 | 0 | 0 | 0
Imports | 0 | 0 | 0 | 0 | 0 | 0 | 0 | 0 | 0 | 0 | 0 | 0 | 0 | 0 | 0 | 0 | 0 | 0 | 0 | 0 | 0 | 0 | 0 | 0 | 0 | 0 | 0 | 0 | 0 | 0 | 0 | 0 | 0 | 0 | 0 | 0 | 0 | 0 | 0 | 0 | 0 | 0 | 0 | 0 | 0 | 0 | 0 | 0 | 0 | 0 | 0 | 0 | 0 | 0 | 0 | 0 | 0 | 0 | 0 | 0 | 0 | 0 | 0 | 0 | 0
Exports | 0 | 0 | 0 | 0 | 0 | 0 | 0 | 0 | 0 | 0 | 0 | 0 | 0 | 0 | 0 | 0 | 0 | 0 | 0 | 0 | 0 | 0 | 0 | 0 | 0 | 0 | 0 | 0 | 0 | 0 | 0 | 0 | 0 | 0 | 0 | 0 | 0 | 0 | 0 | 0 | 0 | 0 | 0 | 0 | 0 | 0 | 0 | 0 | 0 | 0 | 0 | 0 | 0 | 0 | 0 | 0 | 0 | 0 | 0 | 0 | 0 | 0 | 0 | 0 | 0
International marine bunkers | 0 | 0 | 0 | 0 | 0 | 0 | 0 | 0 | 0 | 0 | 0 | 0 | 0 | 0 | 0 | 0 | 0 | 0 | 0 | 0 | 0 | 0 | 0 | 0 | 0 | 0 | 0 | 0 | 0 | 0 | 0 | 0 | 0 | 0 | 0 | 0 | 0 | 0 | 0 | 0 | 0 | 0 | 0 | 0 | 0 | 0 | 0 | 0 | 0 | 0 | 0 | 0 | 0 | 0 | 0 | 0 | 0 | 0 | 0 | 0 | 0 | 0 | 0 | 0 | 0
International aviation bunkers | 0 | 0 | 0 | 0 | 0 | 0 | 0 | 0 | 0 | 0 | 0 | 0 | 0 | 0 | 0 | 0 | 0 | 0 | 0 | 0 | 0 | 0 | 0 | 0 | 0 | 0 | 0 | 0 | 0 | 0 | 0 | 0 | 0 | 0 | 0 | 0 | 0 | 0 | 0 | 0 | 0 | 0 | 0 | 0 | 0 | 0 | 0 | 0 | 0 | 0 | 0 | 0 | 0 | 0 | 0 | 0 | 0 | 0 | 0 | 0 | 0 | 0 | 0 | 0 | 0
Stock changes | 0 | 0 | 0 | 0 | 0 | 0 | 0 | 0 | 0 | 0 | 0 | 0 | 0 | 0 | 0 | 0 | 0 | 0 | 0 | 0 | 0 | 0 | 0 | 0 | 0 | 0 | 0 | 0 | 0 | 0 | 0 | 0 | 0 | 0 | 0 | 0 | 0 | 0 | 0 | 0 | 0 | 0 | 0 | 0 | 0 | 0 | 0 | 0 | 0 | 0 | 0 | 0 | 0 | 0 | 0 | 0 | 0 | 0 | 0 | 0 | 0 | 0 | 0 | 0 | 0
Total primary energy supply | #DIV/0! | #DIV/0! | #DIV/0! | #DIV/0! | #DIV/0! | #DIV/0! | #DIV/0! | #DIV/0! | #DIV/0! | #DIV/0! | #DIV/0! | #DIV/0! | #DIV/0! | #DIV/0! | #DIV/0! | #DIV/0! | #DIV/0! | #DIV/0! | #DIV/0! | #DIV/0! | #DIV/0! | #DIV/0! | #DIV/0! | #DIV/0! | #DIV/0! | #DIV/0! | #DIV/0! | #DIV/0! | #DIV/0! | #DIV/0! | #DIV/0! | #DIV/0! | #DIV/0! | #DIV/0! | #DIV/0! | #DIV/0! | #DIV/0! | #DIV/0! | #DIV/0! | #DIV/0! | #DIV/0! | #DIV/0! | #DIV/0! | #DIV/0! | #DIV/0! | #DIV/0! | #DIV/0! | #DIV/0! | #DIV/0! | #DIV/0! | 0 | 0 | 0 | 0 | 0 | 0 | 0 | 0 | 0 | 0 | 0 | #DIV/0! | #DIV/0! | #DIV/0! | 0
Transfers | 0 | 0 | 0 | 0 | 0 | 0 | 0 | 0 | 0 | 0 | 0 | 0 | 0 | 0 | 0 | 0 | 0 | 0 | 0 | 0 | 0 | 0 | 0 | 0 | 0 | 0 | 0 | 0 | 0 | 0 | 0 | 0 | 0 | 0 | 0 | 0 | 0 | 0 | 0 | 0 | 0 | 0 | 0 | 0 | 0 | 0 | 0 | 0 | 0 | 0 | 0 | 0 | 0 | 0 | 0 | 0 | 0 | 0 | 0 | 0 | 0 | 0 | 0 | 0 | 0
Statistical differences | 0 | 0 | 0 | 0 | 0 | 0 | 0 | 0 | 0 | 0 | 0 | 0 | 0 | 0 | 0 | 0 | 0 | 0 | 0 | 0 | 0 | 0 | 0 | 0 | 0 | 0 | 0 | 0 | 0 | 0 | 0 | 0 | 0 | 0 | 0 | 0 | 0 | 0 | 0 | 0 | 0 | 0 | 0 | 0 | 0 | 0 | 0 | 0 | 0 | 0 | 0 | 0 | 0 | 0 | 0 | 0 | 0 | 0 | 0 | 0 | 0 | 0 | 0 | 0 | 0
Transformation processes | #DIV/0! | #DIV/0! | #DIV/0! | #DIV/0! | #DIV/0! | #DIV/0! | #DIV/0! | #DIV/0! | #DIV/0! | #DIV/0! | #DIV/0! | #DIV/0! | #DIV/0! | #DIV/0! | #DIV/0! | #DIV/0! | #DIV/0! | #DIV/0! | #DIV/0! | #DIV/0! | #DIV/0! | #DIV/0! | #DIV/0! | #DIV/0! | #DIV/0! | #DIV/0! | #DIV/0! | #DIV/0! | #DIV/0! | #DIV/0! | #DIV/0! | #DIV/0! | #DIV/0! | #DIV/0! | #DIV/0! | #DIV/0! | #DIV/0! | #DIV/0! | #DIV/0! | #DIV/0! | #DIV/0! | #DIV/0! | #DIV/0! | #DIV/0! | #DIV/0! | #DIV/0! | #DIV/0! | #DIV/0! | #DIV/0! | #DIV/0! | 0 | 0 | 0 | 0 | 0 | 0 | 0 | 0 | 0 | 0 | 0 | #DIV/0! | #DIV/0! | #DIV/0! | 0
Main activity producer electricity plants | 0 | 0 | 0 | 0 | 0 | 0 | 0 | 0 | 0 | 0 | 0 | 0 | 0 | 0 | 0 | 0 | 0 | 0 | 0 | 0 | 0 | 0 | 0 | 0 | 0 | 0 | 0 | 0 | 0 | 0 | 0 | 0 | 0 | 0 | 0 | 0 | 0 | 0 | 0 | 0 | 0 | 0 | 0 | 0 | 0 | 0 | 0 | 0 | 0 | 0 | 0 | 0 | 0 | 0 | 0 | 0 | 0 | 0 | 0 | 0 | 0 | 0 | 0 | 0 | 0
Autoproducer electricity plants | 0 | 0 | 0 | 0 | 0 | 0 | 0 | 0 | 0 | 0 | 0 | 0 | 0 | 0 | 0 | 0 | 0 | 0 | 0 | 0 | 0 | 0 | 0 | 0 | 0 | 0 | 0 | 0 | 0 | 0 | 0 | 0 | 0 | 0 | 0 | 0 | 0 | 0 | 0 | 0 | 0 | 0 | 0 | 0 | 0 | 0 | 0 | 0 | 0 | 0 | 0 | 0 | 0 | 0 | 0 | 0 | 0 | 0 | 0 | 0 | 0 | 0 | 0 | 0 | 0
Main activity producer CHP plants | #DIV/0! | #DIV/0! | #DIV/0! | #DIV/0! | #DIV/0! | #DIV/0! | #DIV/0! | #DIV/0! | #DIV/0! | #DIV/0! | #DIV/0! | #DIV/0! | 0 | 0 | 0 | 0 | 0 | #DIV/0! | 0 | 0 | 0 | 0 | 0 | 0 | 0 | 0 | 0 | 0 | 0 | 0 | 0 | 0 | 0 | 0 | 0 | 0 | 0 | 0 | 0 | 0 | 0 | #DIV/0! | #DIV/0! | #DIV/0! | #DIV/0! | #DIV/0! | 0 | 0 | 0 | #DIV/0! | 0 | 0 | 0 | 0 | 0 | 0 | 0 | 0 | 0 | 0 | 0 | 0 | #DIV/0! | #DIV/0! | 0
Autoproducer CHP plants | #DIV/0! | #DIV/0! | #DIV/0! | #DIV/0! | #DIV/0! | #DIV/0! | #DIV/0! | #DIV/0! | #DIV/0! | #DIV/0! | #DIV/0! | #DIV/0! | #DIV/0! | #DIV/0! | #DIV/0! | #DIV/0! | #DIV/0! | #DIV/0! | #DIV/0! | #DIV/0! | #DIV/0! | #DIV/0! | #DIV/0! | #DIV/0! | #DIV/0! | #DIV/0! | #DIV/0! | #DIV/0! | #DIV/0! | #DIV/0! | #DIV/0! | #DIV/0! | #DIV/0! | #DIV/0! | #DIV/0! | #DIV/0! | #DIV/0! | #DIV/0! | #DIV/0! | #DIV/0! | #DIV/0! | 0 | 0 | 0 | #DIV/0! | #DIV/0! | #DIV/0! | #DIV/0! | #DIV/0! | #DIV/0! | 0 | 0 | 0 | 0 | 0 | 0 | 0 | 0 | 0 | 0 | 0 | #DIV/0! | #DIV/0! | #DIV/0! | 0
Main activity producer heat plants | 0 | 0 | 0 | 0 | 0 | 0 | 0 | 0 | 0 | 0 | 0 | 0 | 0 | 0 | 0 | 0 | 0 | 0 | 0 | 0 | 0 | 0 | 0 | 0 | 0 | 0 | 0 | 0 | 0 | 0 | 0 | 0 | 0 | 0 | 0 | 0 | 0 | 0 | 0 | 0 | 0 | 0 | 0 | 0 | 0 | 0 | 0 | 0 | 0 | 0 | 0 | 0 | 0 | 0 | 0 | 0 | 0 | 0 | 0 | 0 | 0 | 0 | 0 | 0 | 0
Autoproducer heat plants | 0 | 0 | 0 | 0 | 0 | 0 | 0 | 0 | 0 | 0 | 0 | 0 | 0 | 0 | 0 | 0 | 0 | 0 | 0 | 0 | 0 | 0 | 0 | 0 | 0 | 0 | 0 | 0 | 0 | 0 | 0 | 0 | 0 | 0 | 0 | 0 | 0 | 0 | 0 | 0 | 0 | 0 | 0 | 0 | 0 | 0 | 0 | 0 | 0 | 0 | 0 | 0 | 0 | 0 | 0 | 0 | 0 | 0 | 0 | 0 | 0 | 0 | 0 | 0 | 0
Heat pumps | 0 | 0 | 0 | 0 | 0 | 0 | 0 | 0 | 0 | 0 | 0 | 0 | 0 | 0 | 0 | 0 | 0 | 0 | 0 | 0 | 0 | 0 | 0 | 0 | 0 | 0 | 0 | 0 | 0 | 0 | 0 | 0 | 0 | 0 | 0 | 0 | 0 | 0 | 0 | 0 | 0 | 0 | 0 | 0 | 0 | 0 | 0 | 0 | 0 | 0 | 0 | 0 | 0 | 0 | 0 | 0 | 0 | 0 | 0 | 0 | 0 | 0 | 0 | 0 | 0
Electric boilers | 0 | 0 | 0 | 0 | 0 | 0 | 0 | 0 | 0 | 0 | 0 | 0 | 0 | 0 | 0 | 0 | 0 | 0 | 0 | 0 | 0 | 0 | 0 | 0 | 0 | 0 | 0 | 0 | 0 | 0 | 0 | 0 | 0 | 0 | 0 | 0 | 0 | 0 | 0 | 0 | 0 | 0 | 0 | 0 | 0 | 0 | 0 | 0 | 0 | 0 | 0 | 0 | 0 | 0 | 0 | 0 | 0 | 0 | 0 | 0 | 0 | 0 | 0 | 0 | 0
Chemical heat for electricity production | 0 | 0 | 0 | 0 | 0 | 0 | 0 | 0 | 0 | 0 | 0 | 0 | 0 | 0 | 0 | 0 | 0 | 0 | 0 | 0 | 0 | 0 | 0 | 0 | 0 | 0 | 0 | 0 | 0 | 0 | 0 | 0 | 0 | 0 | 0 | 0 | 0 | 0 | 0 | 0 | 0 | 0 | 0 | 0 | 0 | 0 | 0 | 0 | 0 | 0 | 0 | 0 | 0 | 0 | 0 | 0 | 0 | 0 | 0 | 0 | 0 | 0 | 0 | 0 | 0
Blast furnaces | 0 | 0 | 0 | 0 | 0 | 0 | 0 | 0 | 0 | 0 | 0 | 0 | 0 | 0 | 0 | 0 | 0 | 0 | 0 | 0 | 0 | 0 | 0 | 0 | 0 | 0 | 0 | 0 | 0 | 0 | 0 | 0 | 0 | 0 | 0 | 0 | 0 | 0 | 0 | 0 | 0 | 0 | 0 | 0 | 0 | 0 | 0 | 0 | 0 | 0 | 0 | 0 | 0 | 0 | 0 | 0 | 0 | 0 | 0 | 0 | 0 | 0 | 0 | 0 | 0
Gas works | 0 | 0 | 0 | 0 | 0 | 0 | 0 | 0 | 0 | 0 | 0 | 0 | 0 | 0 | 0 | 0 | 0 | 0 | 0 | 0 | 0 | 0 | 0 | 0 | 0 | 0 | 0 | 0 | 0 | 0 | 0 | 0 | 0 | 0 | 0 | 0 | 0 | 0 | 0 | 0 | 0 | 0 | 0 | 0 | 0 | 0 | 0 | 0 | 0 | 0 | 0 | 0 | 0 | 0 | 0 | 0 | 0 | 0 | 0 | 0 | 0 | 0 | 0 | 0 | 0
Coke ovens | 0 | 0 | 0 | 0 | 0 | 0 | 0 | 0 | 0 | 0 | 0 | 0 | 0 | 0 | 0 | 0 | 0 | 0 | 0 | 0 | 0 | 0 | 0 | 0 | 0 | 0 | 0 | 0 | 0 | 0 | 0 | 0 | 0 | 0 | 0 | 0 | 0 | 0 | 0 | 0 | 0 | 0 | 0 | 0 | 0 | 0 | 0 | 0 | 0 | 0 | 0 | 0 | 0 | 0 | 0 | 0 | 0 | 0 | 0 | 0 | 0 | 0 | 0 | 0 | 0
Patent fuel plants | 0 | 0 | 0 | 0 | 0 | 0 | 0 | 0 | 0 | 0 | 0 | 0 | 0 | 0 | 0 | 0 | 0 | 0 | 0 | 0 | 0 | 0 | 0 | 0 | 0 | 0 | 0 | 0 | 0 | 0 | 0 | 0 | 0 | 0 | 0 | 0 | 0 | 0 | 0 | 0 | 0 | 0 | 0 | 0 | 0 | 0 | 0 | 0 | 0 | 0 | 0 | 0 | 0 | 0 | 0 | 0 | 0 | 0 | 0 | 0 | 0 | 0 | 0 | 0 | 0
BKB plants | 0 | 0 | 0 | 0 | 0 | 0 | 0 | 0 | 0 | 0 | 0 | 0 | 0 | 0 | 0 | 0 | 0 | 0 | 0 | 0 | 0 | 0 | 0 | 0 | 0 | 0 | 0 | 0 | 0 | 0 | 0 | 0 | 0 | 0 | 0 | 0 | 0 | 0 | 0 | 0 | 0 | 0 | 0 | 0 | 0 | 0 | 0 | 0 | 0 | 0 | 0 | 0 | 0 | 0 | 0 | 0 | 0 | 0 | 0 | 0 | 0 | 0 | 0 | 0 | 0
Oil refineries | 0 | 0 | 0 | 0 | 0 | 0 | 0 | 0 | 0 | 0 | 0 | 0 | 0 | 0 | 0 | 0 | 0 | 0 | 0 | 0 | 0 | 0 | 0 | 0 | 0 | 0 | 0 | 0 | 0 | 0 | 0 | 0 | 0 | 0 | 0 | 0 | 0 | 0 | 0 | 0 | 0 | 0 | 0 | 0 | 0 | 0 | 0 | 0 | 0 | 0 | 0 | 0 | 0 | 0 | 0 | 0 | 0 | 0 | 0 | 0 | 0 | 0 | 0 | 0 | 0
Petrochemical plants | 0 | 0 | 0 | 0 | 0 | 0 | 0 | 0 | 0 | 0 | 0 | 0 | 0 | 0 | 0 | 0 | 0 | 0 | 0 | 0 | 0 | 0 | 0 | 0 | 0 | 0 | 0 | 0 | 0 | 0 | 0 | 0 | 0 | 0 | 0 | 0 | 0 | 0 | 0 | 0 | 0 | 0 | 0 | 0 | 0 | 0 | 0 | 0 | 0 | 0 | 0 | 0 | 0 | 0 | 0 | 0 | 0 | 0 | 0 | 0 | 0 | 0 | 0 | 0 | 0
Coal liquefaction plants | 0 | 0 | 0 | 0 | 0 | 0 | 0 | 0 | 0 | 0 | 0 | 0 | 0 | 0 | 0 | 0 | 0 | 0 | 0 | 0 | 0 | 0 | 0 | 0 | 0 | 0 | 0 | 0 | 0 | 0 | 0 | 0 | 0 | 0 | 0 | 0 | 0 | 0 | 0 | 0 | 0 | 0 | 0 | 0 | 0 | 0 | 0 | 0 | 0 | 0 | 0 | 0 | 0 | 0 | 0 | 0 | 0 | 0 | 0 | 0 | 0 | 0 | 0 | 0 | 0
Gas-to-liquids (GTL) plants | 0 | 0 | 0 | 0 | 0 | 0 | 0 | 0 | 0 | 0 | 0 | 0 | 0 | 0 | 0 | 0 | 0 | 0 | 0 | 0 | 0 | 0 | 0 | 0 | 0 | 0 | 0 | 0 | 0 | 0 | 0 | 0 | 0 | 0 | 0 | 0 | 0 | 0 | 0 | 0 | 0 | 0 | 0 | 0 | 0 | 0 | 0 | 0 | 0 | 0 | 0 | 0 | 0 | 0 | 0 | 0 | 0 | 0 | 0 | 0 | 0 | 0 | 0 | 0 | 0
For blended natural gas | 0 | 0 | 0 | 0 | 0 | 0 | 0 | 0 | 0 | 0 | 0 | 0 | 0 | 0 | 0 | 0 | 0 | 0 | 0 | 0 | 0 | 0 | 0 | 0 | 0 | 0 | 0 | 0 | 0 | 0 | 0 | 0 | 0 | 0 | 0 | 0 | 0 | 0 | 0 | 0 | 0 | 0 | 0 | 0 | 0 | 0 | 0 | 0 | 0 | 0 | 0 | 0 | 0 | 0 | 0 | 0 | 0 | 0 | 0 | 0 | 0 | 0 | 0 | 0 | 0
Charcoal production plants | 0 | 0 | 0 | 0 | 0 | 0 | 0 | 0 | 0 | 0 | 0 | 0 | 0 | 0 | 0 | 0 | 0 | 0 | 0 | 0 | 0 | 0 | 0 | 0 | 0 | 0 | 0 | 0 | 0 | 0 | 0 | 0 | 0 | 0 | 0 | 0 | 0 | 0 | 0 | 0 | 0 | 0 | 0 | 0 | 0 | 0 | 0 | 0 | 0 | 0 | 0 | 0 | 0 | 0 | 0 | 0 | 0 | 0 | 0 | 0 | 0 | 0 | 0 | 0 | 0
Non-specified (transformation) | 0 | 0 | 0 | 0 | 0 | 0 | 0 | 0 | 0 | 0 | 0 | 0 | 0 | 0 | 0 | 0 | 0 | 0 | 0 | 0 | 0 | 0 | 0 | 0 | 0 | 0 | 0 | 0 | 0 | 0 | 0 | 0 | 0 | 0 | 0 | 0 | 0 | 0 | 0 | 0 | 0 | 0 | 0 | 0 | 0 | 0 | 0 | 0 | 0 | 0 | 0 | 0 | 0 | 0 | 0 | 0 | 0 | 0 | 0 | 0 | 0 | 0 | 0 | 0 | 0
Energy industry own use | 0 | 0 | #DIV/0! | #DIV/0! | #DIV/0! | #DIV/0! | 0 | #DIV/0! | #DIV/0! | #DIV/0! | #DIV/0! | #DIV/0! | 0 | 0 | 0 | 0 | 0 | #DIV/0! | 0 | #DIV/0! | #DIV/0! | #DIV/0! | #DIV/0! | #DIV/0! | #DIV/0! | #DIV/0! | #DIV/0! | #DIV/0! | #DIV/0! | #DIV/0! | #DIV/0! | #DIV/0! | #DIV/0! | #DIV/0! | #DIV/0! | #DIV/0! | #DIV/0! | #DIV/0! | #DIV/0! | #DIV/0! | #DIV/0! | 0 | 0 | 0 | 0 | 0 | 0 | 0 | 0 | 0 | 0 | 0 | 0 | 0 | 0 | 0 | 0 | 0 | 0 | 0 | 0 | 0 | #DIV/0! | #DIV/0! | 0
Coal mines | 0 | 0 | #DIV/0! | #DIV/0! | #DIV/0! | #DIV/0! | 0 | #DIV/0! | #DIV/0! | #DIV/0! | #DIV/0! | #DIV/0! | 0 | 0 | 0 | 0 | 0 | #DIV/0! | 0 | #DIV/0! | #DIV/0! | #DIV/0! | #DIV/0! | #DIV/0! | #DIV/0! | #DIV/0! | #DIV/0! | #DIV/0! | #DIV/0! | #DIV/0! | #DIV/0! | #DIV/0! | #DIV/0! | #DIV/0! | #DIV/0! | #DIV/0! | #DIV/0! | #DIV/0! | #DIV/0! | #DIV/0! | #DIV/0! | 0 | 0 | 0 | 0 | 0 | 0 | 0 | 0 | 0 | 0 | 0 | 0 | 0 | 0 | 0 | 0 | 0 | 0 | 0 | 0 | 0 | #DIV/0! | #DIV/0! | 0
Oil and gas extraction | 0 | 0 | #DIV/0! | #DIV/0! | #DIV/0! | #DIV/0! | 0 | #DIV/0! | #DIV/0! | #DIV/0! | #DIV/0! | #DIV/0! | 0 | 0 | 0 | 0 | 0 | #DIV/0! | 0 | #DIV/0! | #DIV/0! | #DIV/0! | #DIV/0! | #DIV/0! | #DIV/0! | #DIV/0! | #DIV/0! | #DIV/0! | #DIV/0! | #DIV/0! | #DIV/0! | #DIV/0! | #DIV/0! | #DIV/0! | #DIV/0! | #DIV/0! | #DIV/0! | #DIV/0! | #DIV/0! | #DIV/0! | #DIV/0! | 0 | 0 | 0 | 0 | 0 | 0 | 0 | 0 | 0 | 0 | 0 | 0 | 0 | 0 | 0 | 0 | 0 | 0 | 0 | 0 | 0 | #DIV/0! | #DIV/0! | 0
Blast furnaces | 0 | 0 | #DIV/0! | #DIV/0! | #DIV/0! | #DIV/0! | 0 | #DIV/0! | #DIV/0! | #DIV/0! | #DIV/0! | #DIV/0! | 0 | 0 | 0 | 0 | 0 | #DIV/0! | 0 | #DIV/0! | #DIV/0! | #DIV/0! | #DIV/0! | #DIV/0! | #DIV/0! | #DIV/0! | #DIV/0! | #DIV/0! | #DIV/0! | #DIV/0! | #DIV/0! | #DIV/0! | #DIV/0! | #DIV/0! | #DIV/0! | #DIV/0! | #DIV/0! | #DIV/0! | #DIV/0! | #DIV/0! | #DIV/0! | 0 | 0 | 0 | 0 | 0 | 0 | 0 | 0 | 0 | 0 | 0 | 0 | 0 | 0 | 0 | 0 | 0 | 0 | 0 | 0 | 0 | #DIV/0! | #DIV/0! | 0
Gas works | 0 | 0 | #DIV/0! | #DIV/0! | #DIV/0! | #DIV/0! | 0 | #DIV/0! | #DIV/0! | #DIV/0! | #DIV/0! | #DIV/0! | 0 | 0 | 0 | 0 | 0 | #DIV/0! | 0 | #DIV/0! | #DIV/0! | #DIV/0! | #DIV/0! | #DIV/0! | #DIV/0! | #DIV/0! | #DIV/0! | #DIV/0! | #DIV/0! | #DIV/0! | #DIV/0! | #DIV/0! | #DIV/0! | #DIV/0! | #DIV/0! | #DIV/0! | #DIV/0! | #DIV/0! | #DIV/0! | #DIV/0! | #DIV/0! | 0 | 0 | 0 | 0 | 0 | 0 | 0 | 0 | 0 | 0 | 0 | 0 | 0 | 0 | 0 | 0 | 0 | 0 | 0 | 0 | 0 | #DIV/0! | #DIV/0! | 0
Gasification plants for biogases | 0 | 0 | #DIV/0! | #DIV/0! | #DIV/0! | #DIV/0! | 0 | #DIV/0! | #DIV/0! | #DIV/0! | #DIV/0! | #DIV/0! | 0 | 0 | 0 | 0 | 0 | #DIV/0! | 0 | #DIV/0! | #DIV/0! | #DIV/0! | #DIV/0! | #DIV/0! | #DIV/0! | #DIV/0! | #DIV/0! | #DIV/0! | #DIV/0! | #DIV/0! | #DIV/0! | #DIV/0! | #DIV/0! | #DIV/0! | #DIV/0! | #DIV/0! | #DIV/0! | #DIV/0! | #DIV/0! | #DIV/0! | #DIV/0! | 0 | 0 | 0 | 0 | 0 | 0 | 0 | 0 | 0 | 0 | 0 | 0 | 0 | 0 | 0 | 0 | 0 | 0 | 0 | 0 | 0 | #DIV/0! | #DIV/0! | 0
Coke ovens | 0 | 0 | #DIV/0! | #DIV/0! | #DIV/0! | #DIV/0! | 0 | #DIV/0! | #DIV/0! | #DIV/0! | #DIV/0! | #DIV/0! | 0 | 0 | 0 | 0 | 0 | #DIV/0! | 0 | #DIV/0! | #DIV/0! | #DIV/0! | #DIV/0! | #DIV/0! | #DIV/0! | #DIV/0! | #DIV/0! | #DIV/0! | #DIV/0! | #DIV/0! | #DIV/0! | #DIV/0! | #DIV/0! | #DIV/0! | #DIV/0! | #DIV/0! | #DIV/0! | #DIV/0! | #DIV/0! | #DIV/0! | #DIV/0! | 0 | 0 | 0 | 0 | 0 | 0 | 0 | 0 | 0 | 0 | 0 | 0 | 0 | 0 | 0 | 0 | 0 | 0 | 0 | 0 | 0 | #DIV/0! | #DIV/0! | 0
Patent fuel plants | 0 | 0 | #DIV/0! | #DIV/0! | #DIV/0! | #DIV/0! | 0 | #DIV/0! | #DIV/0! | #DIV/0! | #DIV/0! | #DIV/0! | 0 | 0 | 0 | 0 | 0 | #DIV/0! | 0 | #DIV/0! | #DIV/0! | #DIV/0! | #DIV/0! | #DIV/0! | #DIV/0! | #DIV/0! | #DIV/0! | #DIV/0! | #DIV/0! | #DIV/0! | #DIV/0! | #DIV/0! | #DIV/0! | #DIV/0! | #DIV/0! | #DIV/0! | #DIV/0! | #DIV/0! | #DIV/0! | #DIV/0! | #DIV/0! | 0 | 0 | 0 | 0 | 0 | 0 | 0 | 0 | 0 | 0 | 0 | 0 | 0 | 0 | 0 | 0 | 0 | 0 | 0 | 0 | 0 | #DIV/0! | #DIV/0! | 0
BKB plants | 0 | 0 | #DIV/0! | #DIV/0! | #DIV/0! | #DIV/0! | 0 | #DIV/0! | #DIV/0! | #DIV/0! | #DIV/0! | #DIV/0! | 0 | 0 | 0 | 0 | 0 | #DIV/0! | 0 | #DIV/0! | #DIV/0! | #DIV/0! | #DIV/0! | #DIV/0! | #DIV/0! | #DIV/0! | #DIV/0! | #DIV/0! | #DIV/0! | #DIV/0! | #DIV/0! | #DIV/0! | #DIV/0! | #DIV/0! | #DIV/0! | #DIV/0! | #DIV/0! | #DIV/0! | #DIV/0! | #DIV/0! | #DIV/0! | 0 | 0 | 0 | 0 | 0 | 0 | 0 | 0 | 0 | 0 | 0 | 0 | 0 | 0 | 0 | 0 | 0 | 0 | 0 | 0 | 0 | #DIV/0! | #DIV/0! | 0
Oil refineries | 0 | 0 | #DIV/0! | #DIV/0! | #DIV/0! | #DIV/0! | 0 | #DIV/0! | #DIV/0! | #DIV/0! | #DIV/0! | #DIV/0! | 0 | 0 | 0 | 0 | 0 | #DIV/0! | 0 | #DIV/0! | #DIV/0! | #DIV/0! | #DIV/0! | #DIV/0! | #DIV/0! | #DIV/0! | #DIV/0! | #DIV/0! | #DIV/0! | #DIV/0! | #DIV/0! | #DIV/0! | #DIV/0! | #DIV/0! | #DIV/0! | #DIV/0! | #DIV/0! | #DIV/0! | #DIV/0! | #DIV/0! | #DIV/0! | 0 | 0 | 0 | 0 | 0 | 0 | 0 | 0 | 0 | 0 | 0 | 0 | 0 | 0 | 0 | 0 | 0 | 0 | 0 | 0 | 0 | #DIV/0! | #DIV/0! | 0
Coal liquefaction plants | 0 | 0 | #DIV/0! | #DIV/0! | #DIV/0! | #DIV/0! | 0 | #DIV/0! | #DIV/0! | #DIV/0! | #DIV/0! | #DIV/0! | 0 | 0 | 0 | 0 | 0 | #DIV/0! | 0 | #DIV/0! | #DIV/0! | #DIV/0! | #DIV/0! | #DIV/0! | #DIV/0! | #DIV/0! | #DIV/0! | #DIV/0! | #DIV/0! | #DIV/0! | #DIV/0! | #DIV/0! | #DIV/0! | #DIV/0! | #DIV/0! | #DIV/0! | #DIV/0! | #DIV/0! | #DIV/0! | #DIV/0! | #DIV/0! | 0 | 0 | 0 | 0 | 0 | 0 | 0 | 0 | 0 | 0 | 0 | 0 | 0 | 0 | 0 | 0 | 0 | 0 | 0 | 0 | 0 | #DIV/0! | #DIV/0! | 0
Liquefaction (LNG) / regasification plants | 0 | 0 | #DIV/0! | #DIV/0! | #DIV/0! | #DIV/0! | 0 | #DIV/0! | #DIV/0! | #DIV/0! | #DIV/0! | #DIV/0! | 0 | 0 | 0 | 0 | 0 | #DIV/0! | 0 | #DIV/0! | #DIV/0! | #DIV/0! | #DIV/0! | #DIV/0! | #DIV/0! | #DIV/0! | #DIV/0! | #DIV/0! | #DIV/0! | #DIV/0! | #DIV/0! | #DIV/0! | #DIV/0! | #DIV/0! | #DIV/0! | #DIV/0! | #DIV/0! | #DIV/0! | #DIV/0! | #DIV/0! | #DIV/0! | 0 | 0 | 0 | 0 | 0 | 0 | 0 | 0 | 0 | 0 | 0 | 0 | 0 | 0 | 0 | 0 | 0 | 0 | 0 | 0 | 0 | #DIV/0! | #DIV/0! | 0
Gas-to-liquids (GTL) plants | 0 | 0 | #DIV/0! | #DIV/0! | #DIV/0! | #DIV/0! | 0 | #DIV/0! | #DIV/0! | #DIV/0! | #DIV/0! | #DIV/0! | 0 | 0 | 0 | 0 | 0 | #DIV/0! | 0 | #DIV/0! | #DIV/0! | #DIV/0! | #DIV/0! | #DIV/0! | #DIV/0! | #DIV/0! | #DIV/0! | #DIV/0! | #DIV/0! | #DIV/0! | #DIV/0! | #DIV/0! | #DIV/0! | #DIV/0! | #DIV/0! | #DIV/0! | #DIV/0! | #DIV/0! | #DIV/0! | #DIV/0! | #DIV/0! | 0 | 0 | 0 | 0 | 0 | 0 | 0 | 0 | 0 | 0 | 0 | 0 | 0 | 0 | 0 | 0 | 0 | 0 | 0 | 0 | 0 | #DIV/0! | #DIV/0! | 0
Own use in electricity, CHP and heat plants | 0 | 0 | 0 | 0 | 0 | 0 | 0 | 0 | 0 | 0 | 0 | 0 | 0 | 0 | 0 | 0 | 0 | 0 | 0 | 0 | 0 | 0 | 0 | 0 | 0 | 0 | 0 | 0 | 0 | 0 | 0 | 0 | 0 | 0 | 0 | 0 | 0 | 0 | 0 | 0 | 0 | 0 | 0 | 0 | 0 | 0 | 0 | 0 | 0 | 0 | 0 | 0 | 0 | 0 | 0 | 0 | 0 | 0 | 0 | 0 | 0 | 0 | 0 | 0 | 0
Pumped storage plants | 0 | 0 | 0 | 0 | 0 | 0 | 0 | 0 | 0 | 0 | 0 | 0 | 0 | 0 | 0 | 0 | 0 | 0 | 0 | 0 | 0 | 0 | 0 | 0 | 0 | 0 | 0 | 0 | 0 | 0 | 0 | 0 | 0 | 0 | 0 | 0 | 0 | 0 | 0 | 0 | 0 | 0 | 0 | 0 | 0 | 0 | 0 | 0 | 0 | 0 | 0 | 0 | 0 | 0 | 0 | 0 | 0 | 0 | 0 | 0 | 0 | 0 | 0 | 0 | 0
Nuclear industry | 0 | 0 | 0 | 0 | 0 | 0 | 0 | 0 | 0 | 0 | 0 | 0 | 0 | 0 | 0 | 0 | 0 | 0 | 0 | 0 | 0 | 0 | 0 | 0 | 0 | 0 | 0 | 0 | 0 | 0 | 0 | 0 | 0 | 0 | 0 | 0 | 0 | 0 | 0 | 0 | 0 | 0 | 0 | 0 | 0 | 0 | 0 | 0 | 0 | 0 | 0 | 0 | 0 | 0 | 0 | 0 | 0 | 0 | 0 | 0 | 0 | 0 | 0 | 0 | 0
Charcoal production plants | 0 | 0 | #DIV/0! | #DIV/0! | #DIV/0! | #DIV/0! | 0 | #DIV/0! | #DIV/0! | #DIV/0! | #DIV/0! | #DIV/0! | 0 | 0 | 0 | 0 | 0 | #DIV/0! | 0 | #DIV/0! | #DIV/0! | #DIV/0! | #DIV/0! | #DIV/0! | #DIV/0! | #DIV/0! | #DIV/0! | #DIV/0! | #DIV/0! | #DIV/0! | #DIV/0! | #DIV/0! | #DIV/0! | #DIV/0! | #DIV/0! | #DIV/0! | #DIV/0! | #DIV/0! | #DIV/0! | #DIV/0! | #DIV/0! | 0 | 0 | 0 | 0 | 0 | 0 | 0 | 0 | 0 | 0 | 0 | 0 | 0 | 0 | 0 | 0 | 0 | 0 | 0 | 0 | 0 | #DIV/0! | #DIV/0! | 0
Non-specified (energy) | 0 | 0 | #DIV/0! | #DIV/0! | #DIV/0! | #DIV/0! | 0 | #DIV/0! | #DIV/0! | #DIV/0! | #DIV/0! | #DIV/0! | 0 | 0 | 0 | 0 | 0 | #DIV/0! | 0 | #DIV/0! | #DIV/0! | #DIV/0! | #DIV/0! | #DIV/0! | #DIV/0! | #DIV/0! | #DIV/0! | #DIV/0! | #DIV/0! | #DIV/0! | #DIV/0! | #DIV/0! | #DIV/0! | #DIV/0! | #DIV/0! | #DIV/0! | #DIV/0! | #DIV/0! | #DIV/0! | #DIV/0! | #DIV/0! | 0 | 0 | 0 | 0 | 0 | 0 | 0 | 0 | 0 | 0 | 0 | 0 | 0 | 0 | 0 | 0 | 0 | 0 | 0 | 0 | 0 | #DIV/0! | #DIV/0! | 0
Losses | 0 | 0 | 0 | 0 | 0 | 0 | 0 | 0 | 0 | 0 | 0 | 0 | 0 | 0 | 0 | 0 | 0 | 0 | 0 | 0 | 0 | 0 | 0 | 0 | 0 | 0 | 0 | 0 | 0 | 0 | 0 | 0 | 0 | 0 | 0 | 0 | 0 | 0 | 0 | 0 | 0 | 0 | 0 | 0 | 0 | 0 | 0 | 0 | 0 | 0 | 0 | 0 | 0 | 0 | 0 | 0 | 0 | 0 | 0 | 0 | 0 | 0 | 0 | 0 | 0
Total final consumption | 0 | 0 | 0 | 0 | 0 | 0 | #DIV/0! | 0 | 0 | 0 | 0 | 0 | #DIV/0! | #DIV/0! | #DIV/0! | #DIV/0! | 0 | #DIV/0! | 0 | 0 | 0 | 0 | 0 | 0 | 0 | 0 | 0 | 0 | 0 | 0 | 0 | 0 | 0 | 0 | 0 | 0 | 0 | 0 | 0 | 0 | 0 | 0 | 0 | 0 | #DIV/0! | #DIV/0! | #DIV/0! | #DIV/0! | #DIV/0! | #DIV/0! | 0 | 0 | 0 | 0 | 0 | 0 | 0 | 0 | 0 | 0 | 0 | 0 | #DIV/0! | #DIV/0! | 0
Industry | 0 | 0 | 0 | 0 | 0 | 0 | #DIV/0! | 0 | 0 | 0 | 0 | 0 | #DIV/0! | #DIV/0! | #DIV/0! | #DIV/0! | 0 | #DIV/0! | 0 | 0 | 0 | 0 | 0 | 0 | 0 | 0 | 0 | 0 | 0 | 0 | 0 | 0 | 0 | 0 | 0 | 0 | 0 | 0 | 0 | 0 | 0 | 0 | 0 | 0 | #DIV/0! | #DIV/0! | #DIV/0! | #DIV/0! | #DIV/0! | #DIV/0! | 0 | 0 | 0 | 0 | 0 | 0 | 0 | 0 | 0 | 0 | 0 | 0 | #DIV/0! | #DIV/0! | 0
Iron and steel | 0 | 0 | 0 | 0 | 0 | 0 | #DIV/0! | 0 | 0 | 0 | 0 | 0 | #DIV/0! | #DIV/0! | #DIV/0! | #DIV/0! | 0 | #DIV/0! | 0 | 0 | 0 | 0 | 0 | 0 | 0 | 0 | 0 | 0 | 0 | 0 | 0 | 0 | 0 | 0 | 0 | 0 | 0 | 0 | 0 | 0 | 0 | 0 | 0 | 0 | #DIV/0! | #DIV/0! | #DIV/0! | #DIV/0! | #DIV/0! | #DIV/0! | 0 | 0 | 0 | 0 | 0 | 0 | 0 | 0 | 0 | 0 | 0 | 0 | #DIV/0! | #DIV/0! | 0
Chemical and petrochemical | 0 | 0 | 0 | 0 | 0 | 0 | #DIV/0! | 0 | 0 | 0 | 0 | 0 | #DIV/0! | #DIV/0! | #DIV/0! | #DIV/0! | 0 | #DIV/0! | 0 | 0 | 0 | 0 | 0 | 0 | 0 | 0 | 0 | 0 | 0 | 0 | 0 | 0 | 0 | 0 | 0 | 0 | 0 | 0 | 0 | 0 | 0 | 0 | 0 | 0 | #DIV/0! | #DIV/0! | #DIV/0! | #DIV/0! | #DIV/0! | #DIV/0! | 0 | 0 | 0 | 0 | 0 | 0 | 0 | 0 | 0 | 0 | 0 | 0 | #DIV/0! | #DIV/0! | 0
Non-ferrous metals | 0 | 0 | 0 | 0 | 0 | 0 | #DIV/0! | 0 | 0 | 0 | 0 | 0 | #DIV/0! | #DIV/0! | #DIV/0! | #DIV/0! | 0 | #DIV/0! | 0 | 0 | 0 | 0 | 0 | 0 | 0 | 0 | 0 | 0 | 0 | 0 | 0 | 0 | 0 | 0 | 0 | 0 | 0 | 0 | 0 | 0 | 0 | 0 | 0 | 0 | #DIV/0! | #DIV/0! | #DIV/0! | #DIV/0! | #DIV/0! | #DIV/0! | 0 | 0 | 0 | 0 | 0 | 0 | 0 | 0 | 0 | 0 | 0 | 0 | #DIV/0! | #DIV/0! | 0
Non-metallic minerals | 0 | 0 | 0 | 0 | 0 | 0 | #DIV/0! | 0 | 0 | 0 | 0 | 0 | #DIV/0! | #DIV/0! | #DIV/0! | #DIV/0! | 0 | #DIV/0! | 0 | 0 | 0 | 0 | 0 | 0 | 0 | 0 | 0 | 0 | 0 | 0 | 0 | 0 | 0 | 0 | 0 | 0 | 0 | 0 | 0 | 0 | 0 | 0 | 0 | 0 | #DIV/0! | #DIV/0! | #DIV/0! | #DIV/0! | #DIV/0! | #DIV/0! | 0 | 0 | 0 | 0 | 0 | 0 | 0 | 0 | 0 | 0 | 0 | 0 | #DIV/0! | #DIV/0! | 0
Transport equipment | 0 | 0 | 0 | 0 | 0 | 0 | #DIV/0! | 0 | 0 | 0 | 0 | 0 | #DIV/0! | #DIV/0! | #DIV/0! | #DIV/0! | 0 | #DIV/0! | 0 | 0 | 0 | 0 | 0 | 0 | 0 | 0 | 0 | 0 | 0 | 0 | 0 | 0 | 0 | 0 | 0 | 0 | 0 | 0 | 0 | 0 | 0 | 0 | 0 | 0 | #DIV/0! | #DIV/0! | #DIV/0! | #DIV/0! | #DIV/0! | #DIV/0! | 0 | 0 | 0 | 0 | 0 | 0 | 0 | 0 | 0 | 0 | 0 | 0 | #DIV/0! | #DIV/0! | 0
Machinery | 0 | 0 | 0 | 0 | 0 | 0 | #DIV/0! | 0 | 0 | 0 | 0 | 0 | #DIV/0! | #DIV/0! | #DIV/0! | #DIV/0! | 0 | #DIV/0! | 0 | 0 | 0 | 0 | 0 | 0 | 0 | 0 | 0 | 0 | 0 | 0 | 0 | 0 | 0 | 0 | 0 | 0 | 0 | 0 | 0 | 0 | 0 | 0 | 0 | 0 | #DIV/0! | #DIV/0! | #DIV/0! | #DIV/0! | #DIV/0! | #DIV/0! | 0 | 0 | 0 | 0 | 0 | 0 | 0 | 0 | 0 | 0 | 0 | 0 | #DIV/0! | #DIV/0! | 0
Mining and quarrying | 0 | 0 | 0 | 0 | 0 | 0 | #DIV/0! | 0 | 0 | 0 | 0 | 0 | #DIV/0! | #DIV/0! | #DIV/0! | #DIV/0! | 0 | #DIV/0! | 0 | 0 | 0 | 0 | 0 | 0 | 0 | 0 | 0 | 0 | 0 | 0 | 0 | 0 | 0 | 0 | 0 | 0 | 0 | 0 | 0 | 0 | 0 | 0 | 0 | 0 | #DIV/0! | #DIV/0! | #DIV/0! | #DIV/0! | #DIV/0! | #DIV/0! | 0 | 0 | 0 | 0 | 0 | 0 | 0 | 0 | 0 | 0 | 0 | 0 | #DIV/0! | #DIV/0! | 0
Food and tobacco | 0 | 0 | 0 | 0 | 0 | 0 | #DIV/0! | 0 | 0 | 0 | 0 | 0 | #DIV/0! | #DIV/0! | #DIV/0! | #DIV/0! | 0 | #DIV/0! | 0 | 0 | 0 | 0 | 0 | 0 | 0 | 0 | 0 | 0 | 0 | 0 | 0 | 0 | 0 | 0 | 0 | 0 | 0 | 0 | 0 | 0 | 0 | 0 | 0 | 0 | #DIV/0! | #DIV/0! | #DIV/0! | #DIV/0! | #DIV/0! | #DIV/0! | 0 | 0 | 0 | 0 | 0 | 0 | 0 | 0 | 0 | 0 | 0 | 0 | #DIV/0! | #DIV/0! | 0
Paper, pulp and print | 0 | 0 | 0 | 0 | 0 | 0 | #DIV/0! | 0 | 0 | 0 | 0 | 0 | #DIV/0! | #DIV/0! | #DIV/0! | #DIV/0! | 0 | #DIV/0! | 0 | 0 | 0 | 0 | 0 | 0 | 0 | 0 | 0 | 0 | 0 | 0 | 0 | 0 | 0 | 0 | 0 | 0 | 0 | 0 | 0 | 0 | 0 | 0 | 0 | 0 | #DIV/0! | #DIV/0! | #DIV/0! | #DIV/0! | #DIV/0! | #DIV/0! | 0 | 0 | 0 | 0 | 0 | 0 | 0 | 0 | 0 | 0 | 0 | 0 | #DIV/0! | #DIV/0! | 0
Wood and wood products | 0 | 0 | 0 | 0 | 0 | 0 | #DIV/0! | 0 | 0 | 0 | 0 | 0 | #DIV/0! | #DIV/0! | #DIV/0! | #DIV/0! | 0 | #DIV/0! | 0 | 0 | 0 | 0 | 0 | 0 | 0 | 0 | 0 | 0 | 0 | 0 | 0 | 0 | 0 | 0 | 0 | 0 | 0 | 0 | 0 | 0 | 0 | 0 | 0 | 0 | #DIV/0! | #DIV/0! | #DIV/0! | #DIV/0! | #DIV/0! | #DIV/0! | 0 | 0 | 0 | 0 | 0 | 0 | 0 | 0 | 0 | 0 | 0 | 0 | #DIV/0! | #DIV/0! | 0
Construction | 0 | 0 | 0 | 0 | 0 | 0 | #DIV/0! | 0 | 0 | 0 | 0 | 0 | #DIV/0! | #DIV/0! | #DIV/0! | #DIV/0! | 0 | #DIV/0! | 0 | 0 | 0 | 0 | 0 | 0 | 0 | 0 | 0 | 0 | 0 | 0 | 0 | 0 | 0 | 0 | 0 | 0 | 0 | 0 | 0 | 0 | 0 | 0 | 0 | 0 | #DIV/0! | #DIV/0! | #DIV/0! | #DIV/0! | #DIV/0! | #DIV/0! | 0 | 0 | 0 | 0 | 0 | 0 | 0 | 0 | 0 | 0 | 0 | 0 | #DIV/0! | #DIV/0! | 0
Textile and leather | 0 | 0 | 0 | 0 | 0 | 0 | #DIV/0! | 0 | 0 | 0 | 0 | 0 | #DIV/0! | #DIV/0! | #DIV/0! | #DIV/0! | 0 | #DIV/0! | 0 | 0 | 0 | 0 | 0 | 0 | 0 | 0 | 0 | 0 | 0 | 0 | 0 | 0 | 0 | 0 | 0 | 0 | 0 | 0 | 0 | 0 | 0 | 0 | 0 | 0 | #DIV/0! | #DIV/0! | #DIV/0! | #DIV/0! | #DIV/0! | #DIV/0! | 0 | 0 | 0 | 0 | 0 | 0 | 0 | 0 | 0 | 0 | 0 | 0 | #DIV/0! | #DIV/0! | 0
Non-specified (industry) | 0 | 0 | 0 | 0 | 0 | 0 | #DIV/0! | 0 | 0 | 0 | 0 | 0 | #DIV/0! | #DIV/0! | #DIV/0! | #DIV/0! | 0 | #DIV/0! | 0 | 0 | 0 | 0 | 0 | 0 | 0 | 0 | 0 | 0 | 0 | 0 | 0 | 0 | 0 | 0 | 0 | 0 | 0 | 0 | 0 | 0 | 0 | 0 | 0 | 0 | #DIV/0! | #DIV/0! | #DIV/0! | #DIV/0! | #DIV/0! | #DIV/0! | 0 | 0 | 0 | 0 | 0 | 0 | 0 | 0 | 0 | 0 | 0 | 0 | #DIV/0! | #DIV/0! | 0
Transport | 0 | 0 | 0 | 0 | 0 | 0 | 0 | 0 | 0 | 0 | 0 | 0 | 0 | 0 | 0 | 0 | 0 | 0 | 0 | 0 | 0 | 0 | 0 | 0 | 0 | 0 | 0 | 0 | 0 | 0 | 0 | 0 | 0 | 0 | 0 | 0 | 0 | 0 | 0 | 0 | 0 | 0 | 0 | 0 | 0 | 0 | 0 | 0 | 0 | 0 | 0 | 0 | 0 | 0 | 0 | 0 | 0 | 0 | 0 | 0 | 0 | 0 | 0 | 0 | 0
Domestic aviation | 0 | 0 | 0 | 0 | 0 | 0 | 0 | 0 | 0 | 0 | 0 | 0 | 0 | 0 | 0 | 0 | 0 | 0 | 0 | 0 | 0 | 0 | 0 | 0 | 0 | 0 | 0 | 0 | 0 | 0 | 0 | 0 | 0 | 0 | 0 | 0 | 0 | 0 | 0 | 0 | 0 | 0 | 0 | 0 | 0 | 0 | 0 | 0 | 0 | 0 | 0 | 0 | 0 | 0 | 0 | 0 | 0 | 0 | 0 | 0 | 0 | 0 | 0 | 0 | 0
Road | 0 | 0 | 0 | 0 | 0 | 0 | 0 | 0 | 0 | 0 | 0 | 0 | 0 | 0 | 0 | 0 | 0 | 0 | 0 | 0 | 0 | 0 | 0 | 0 | 0 | 0 | 0 | 0 | 0 | 0 | 0 | 0 | 0 | 0 | 0 | 0 | 0 | 0 | 0 | 0 | 0 | 0 | 0 | 0 | 0 | 0 | 0 | 0 | 0 | 0 | 0 | 0 | 0 | 0 | 0 | 0 | 0 | 0 | 0 | 0 | 0 | 0 | 0 | 0 | 0
Rail | 0 | 0 | 0 | 0 | 0 | 0 | 0 | 0 | 0 | 0 | 0 | 0 | 0 | 0 | 0 | 0 | 0 | 0 | 0 | 0 | 0 | 0 | 0 | 0 | 0 | 0 | 0 | 0 | 0 | 0 | 0 | 0 | 0 | 0 | 0 | 0 | 0 | 0 | 0 | 0 | 0 | 0 | 0 | 0 | 0 | 0 | 0 | 0 | 0 | 0 | 0 | 0 | 0 | 0 | 0 | 0 | 0 | 0 | 0 | 0 | 0 | 0 | 0 | 0 | 0
Pipeline transport | 0 | 0 | 0 | 0 | 0 | 0 | 0 | 0 | 0 | 0 | 0 | 0 | 0 | 0 | 0 | 0 | 0 | 0 | 0 | 0 | 0 | 0 | 0 | 0 | 0 | 0 | 0 | 0 | 0 | 0 | 0 | 0 | 0 | 0 | 0 | 0 | 0 | 0 | 0 | 0 | 0 | 0 | 0 | 0 | 0 | 0 | 0 | 0 | 0 | 0 | 0 | 0 | 0 | 0 | 0 | 0 | 0 | 0 | 0 | 0 | 0 | 0 | 0 | 0 | 0
Domestic navigation | 0 | 0 | 0 | 0 | 0 | 0 | 0 | 0 | 0 | 0 | 0 | 0 | 0 | 0 | 0 | 0 | 0 | 0 | 0 | 0 | 0 | 0 | 0 | 0 | 0 | 0 | 0 | 0 | 0 | 0 | 0 | 0 | 0 | 0 | 0 | 0 | 0 | 0 | 0 | 0 | 0 | 0 | 0 | 0 | 0 | 0 | 0 | 0 | 0 | 0 | 0 | 0 | 0 | 0 | 0 | 0 | 0 | 0 | 0 | 0 | 0 | 0 | 0 | 0 | 0
Non-specified (transport) | 0 | 0 | 0 | 0 | 0 | 0 | 0 | 0 | 0 | 0 | 0 | 0 | 0 | 0 | 0 | 0 | 0 | 0 | 0 | 0 | 0 | 0 | 0 | 0 | 0 | 0 | 0 | 0 | 0 | 0 | 0 | 0 | 0 | 0 | 0 | 0 | 0 | 0 | 0 | 0 | 0 | 0 | 0 | 0 | 0 | 0 | 0 | 0 | 0 | 0 | 0 | 0 | 0 | 0 | 0 | 0 | 0 | 0 | 0 | 0 | 0 | 0 | 0 | 0 | 0
Other | 0 | 0 | 0 | 0 | 0 | 0 | 0 | 0 | 0 | 0 | 0 | 0 | 0 | 0 | 0 | 0 | 0 | #DIV/0! | 0 | 0 | 0 | 0 | 0 | 0 | 0 | 0 | 0 | 0 | 0 | 0 | 0 | 0 | 0 | 0 | 0 | 0 | 0 | 0 | 0 | 0 | 0 | 0 | 0 | 0 | #DIV/0! | #DIV/0! | 0 | 0 | 0 | #DIV/0! | 0 | 0 | 0 | 0 | 0 | 0 | 0 | 0 | 0 | 0 | 0 | 0 | #DIV/0! | #DIV/0! | 0
Residential | 0 | 0 | 0 | 0 | 0 | 0 | 0 | 0 | 0 | 0 | 0 | 0 | 0 | 0 | 0 | 0 | 0 | #DIV/0! | 0 | 0 | 0 | 0 | 0 | 0 | 0 | 0 | 0 | 0 | 0 | 0 | 0 | 0 | 0 | 0 | 0 | 0 | 0 | 0 | 0 | 0 | 0 | 0 | 0 | 0 | #DIV/0! | #DIV/0! | 0 | 0 | 0 | #DIV/0! | 0 | 0 | 0 | 0 | 0 | 0 | 0 | 0 | 0 | 0 | 0 | 0 | #DIV/0! | #DIV/0! | 0
Commercial and public services | 0 | 0 | 0 | 0 | 0 | 0 | 0 | 0 | 0 | 0 | 0 | 0 | 0 | 0 | 0 | 0 | 0 | #DIV/0! | 0 | 0 | 0 | 0 | 0 | 0 | 0 | 0 | 0 | 0 | 0 | 0 | 0 | 0 | 0 | 0 | 0 | 0 | 0 | 0 | 0 | 0 | 0 | 0 | 0 | 0 | #DIV/0! | #DIV/0! | 0 | 0 | 0 | #DIV/0! | 0 | 0 | 0 | 0 | 0 | 0 | 0 | 0 | 0 | 0 | 0 | 0 | #DIV/0! | #DIV/0! | 0
Agriculture/forestry | 0 | 0 | 0 | 0 | 0 | 0 | 0 | 0 | 0 | 0 | 0 | 0 | 0 | 0 | 0 | 0 | 0 | #DIV/0! | 0 | 0 | 0 | 0 | 0 | 0 | 0 | 0 | 0 | 0 | 0 | 0 | 0 | 0 | 0 | 0 | 0 | 0 | 0 | 0 | 0 | 0 | 0 | 0 | 0 | 0 | #DIV/0! | #DIV/0! | 0 | 0 | 0 | #DIV/0! | 0 | 0 | 0 | 0 | 0 | 0 | 0 | 0 | 0 | 0 | 0 | 0 | #DIV/0! | #DIV/0! | 0
Fishing | 0 | 0 | 0 | 0 | 0 | 0 | 0 | 0 | 0 | 0 | 0 | 0 | 0 | 0 | 0 | 0 | 0 | 0 | 0 | 0 | 0 | 0 | 0 | 0 | 0 | 0 | 0 | 0 | 0 | 0 | 0 | 0 | 0 | 0 | 0 | 0 | 0 | 0 | 0 | 0 | 0 | 0 | 0 | 0 | 0 | 0 | 0 | 0 | 0 | 0 | 0 | 0 | 0 | 0 | 0 | 0 | 0 | 0 | 0 | 0 | 0 | 0 | 0 | 0 | 0
Non-specified (other) | 0 | 0 | 0 | 0 | 0 | 0 | 0 | 0 | 0 | 0 | 0 | 0 | 0 | 0 | 0 | 0 | 0 | 0 | 0 | 0 | 0 | 0 | 0 | 0 | 0 | 0 | 0 | 0 | 0 | 0 | 0 | 0 | 0 | 0 | 0 | 0 | 0 | 0 | 0 | 0 | 0 | 0 | 0 | 0 | 0 | 0 | 0 | 0 | 0 | 0 | 0 | 0 | 0 | 0 | 0 | 0 | 0 | 0 | 0 | 0 | 0 | 0 | 0 | 0 | 0
Non-energy use | 0 | 0 | 0 | 0 | 0 | 0 | 0 | 0 | 0 | 0 | 0 | 0 | 0 | 0 | 0 | 0 | 0 | 0 | 0 | 0 | 0 | 0 | 0 | 0 | 0 | 0 | 0 | 0 | 0 | 0 | 0 | 0 | 0 | 0 | 0 | 0 | 0 | 0 | 0 | 0 | 0 | 0 | 0 | 0 | 0 | 0 | 0 | 0 | 0 | 0 | 0 | 0 | 0 | 0 | 0 | 0 | 0 | 0 | 0 | 0 | 0 | 0 | 0 | 0 | 0
Non-energy use industry/transformation/energy | 0 | 0 | 0 | 0 | 0 | 0 | 0 | 0 | 0 | 0 | 0 | 0 | 0 | 0 | 0 | 0 | 0 | 0 | 0 | 0 | 0 | 0 | 0 | 0 | 0 | 0 | 0 | 0 | 0 | 0 | 0 | 0 | 0 | 0 | 0 | 0 | 0 | 0 | 0 | 0 | 0 | 0 | 0 | 0 | 0 | 0 | 0 | 0 | 0 | 0 | 0 | 0 | 0 | 0 | 0 | 0 | 0 | 0 | 0 | 0 | 0 | 0 | 0 | 0 | 0
Memo: Feedstock use in petrochemical industry | 0 | 0 | 0 | 0 | 0 | 0 | 0 | 0 | 0 | 0 | 0 | 0 | 0 | 0 | 0 | 0 | 0 | 0 | 0 | 0 | 0 | 0 | 0 | 0 | 0 | 0 | 0 | 0 | 0 | 0 | 0 | 0 | 0 | 0 | 0 | 0 | 0 | 0 | 0 | 0 | 0 | 0 | 0 | 0 | 0 | 0 | 0 | 0 | 0 | 0 | 0 | 0 | 0 | 0 | 0 | 0 | 0 | 0 | 0 | 0 | 0 | 0 | 0 | 0 | 0
Non-energy use in transport | 0 | 0 | 0 | 0 | 0 | 0 | 0 | 0 | 0 | 0 | 0 | 0 | 0 | 0 | 0 | 0 | 0 | 0 | 0 | 0 | 0 | 0 | 0 | 0 | 0 | 0 | 0 | 0 | 0 | 0 | 0 | 0 | 0 | 0 | 0 | 0 | 0 | 0 | 0 | 0 | 0 | 0 | 0 | 0 | 0 | 0 | 0 | 0 | 0 | 0 | 0 | 0 | 0 | 0 | 0 | 0 | 0 | 0 | 0 | 0 | 0 | 0 | 0 | 0 | 0
Non-energy use in other | 0 | 0 | 0 | 0 | 0 | 0 | 0 | 0 | 0 | 0 | 0 | 0 | 0 | 0 | 0 | 0 | 0 | 0 | 0 | 0 | 0 | 0 | 0 | 0 | 0 | 0 | 0 | 0 | 0 | 0 | 0 | 0 | 0 | 0 | 0 | 0 | 0 | 0 | 0 | 0 | 0 | 0 | 0 | 0 | 0 | 0 | 0 | 0 | 0 | 0 | 0 | 0 | 0 | 0 | 0 | 0 | 0 | 0 | 0 | 0 | 0 | 0 | 0 | 0 | 0
Electricity output (GWh) | 0 | 0 | 0 | 0 | 0 | 0 | 0 | 0 | 0 | 0 | 0 | 0 | 0 | 0 | 0 | 0 | 0 | 0 | 0 | 0 | 0 | 0 | 0 | 0 | 0 | 0 | 0 | 0 | 0 | 0 | 0 | 0 | 0 | 0 | 0 | 0 | 0 | 0 | 0 | 0 | 0 | 0 | 0 | 0 | 0 | 0 | 0 | 0 | 0 | 0 | 0 | 0 | 0 | 0 | 0 | 0 | 0 | 0 | 0 | 0 | 0 | 0 | 0 | 0 | 0
Electricity output (GWh)-main activity producer electricity plants | 0 | 0 | 0 | 0 | 0 | 0 | 0 | 0 | 0 | 0 | 0 | 0 | 0 | 0 | 0 | 0 | 0 | 0 | 0 | 0 | 0 | 0 | 0 | 0 | 0 | 0 | 0 | 0 | 0 | 0 | 0 | 0 | 0 | 0 | 0 | 0 | 0 | 0 | 0 | 0 | 0 | 0 | 0 | 0 | 0 | 0 | 0 | 0 | 0 | 0 | 0 | 0 | 0 | 0 | 0 | 0 | 0 | 0 | 0 | 0 | 0 | 0 | 0 | 0 | 0
Electricity output (GWh)-autoproducer electricity plants | 0 | 0 | 0 | 0 | 0 | 0 | 0 | 0 | 0 | 0 | 0 | 0 | 0 | 0 | 0 | 0 | 0 | 0 | 0 | 0 | 0 | 0 | 0 | 0 | 0 | 0 | 0 | 0 | 0 | 0 | 0 | 0 | 0 | 0 | 0 | 0 | 0 | 0 | 0 | 0 | 0 | 0 | 0 | 0 | 0 | 0 | 0 | 0 | 0 | 0 | 0 | 0 | 0 | 0 | 0 | 0 | 0 | 0 | 0 | 0 | 0 | 0 | 0 | 0 | 0
Electricity output (GWh)-main activity producer CHP plants | 0 | 0 | 0 | 0 | 0 | 0 | 0 | 0 | 0 | 0 | 0 | 0 | 0 | 0 | 0 | 0 | 0 | 0 | 0 | 0 | 0 | 0 | 0 | 0 | 0 | 0 | 0 | 0 | 0 | 0 | 0 | 0 | 0 | 0 | 0 | 0 | 0 | 0 | 0 | 0 | 0 | 0 | 0 | 0 | 0 | 0 | 0 | 0 | 0 | 0 | 0 | 0 | 0 | 0 | 0 | 0 | 0 | 0 | 0 | 0 | 0 | 0 | 0 | 0 | 0
Electricity output (GWh)-autoproducer CHP plants | 0 | 0 | 0 | 0 | 0 | 0 | 0 | 0 | 0 | 0 | 0 | 0 | 0 | 0 | 0 | 0 | 0 | 0 | 0 | 0 | 0 | 0 | 0 | 0 | 0 | 0 | 0 | 0 | 0 | 0 | 0 | 0 | 0 | 0 | 0 | 0 | 0 | 0 | 0 | 0 | 0 | 0 | 0 | 0 | 0 | 0 | 0 | 0 | 0 | 0 | 0 | 0 | 0 | 0 | 0 | 0 | 0 | 0 | 0 | 0 | 0 | 0 | 0 | 0 | 0
Heat output | 0 | 0 | 0 | 0 | 0 | 0 | 0 | 0 | 0 | 0 | 0 | 0 | 0 | 0 | 0 | 0 | 0 | 0 | 0 | 0 | 0 | 0 | 0 | 0 | 0 | 0 | 0 | 0 | 0 | 0 | 0 | 0 | 0 | 0 | 0 | 0 | 0 | 0 | 0 | 0 | 0 | 0 | 0 | 0 | 0 | 0 | 0 | 0 | 0 | 0 | 0 | 0 | 0 | 0 | 0 | 0 | 0 | 0 | 0 | 0 | 0 | 0 | 0 | 0 | 0
Heat output-main activity producer CHP plants | 0 | 0 | 0 | 0 | 0 | 0 | 0 | 0 | 0 | 0 | 0 | 0 | 0 | 0 | 0 | 0 | 0 | 0 | 0 | 0 | 0 | 0 | 0 | 0 | 0 | 0 | 0 | 0 | 0 | 0 | 0 | 0 | 0 | 0 | 0 | 0 | 0 | 0 | 0 | 0 | 0 | 0 | 0 | 0 | 0 | 0 | 0 | 0 | 0 | 0 | 0 | 0 | 0 | 0 | 0 | 0 | 0 | 0 | 0 | 0 | 0 | 0 | 0 | 0 | 0
Heat output-autoproducer CHP plants | 0 | 0 | 0 | 0 | 0 | 0 | 0 | 0 | 0 | 0 | 0 | 0 | 0 | 0 | 0 | 0 | 0 | 0 | 0 | 0 | 0 | 0 | 0 | 0 | 0 | 0 | 0 | 0 | 0 | 0 | 0 | 0 | 0 | 0 | 0 | 0 | 0 | 0 | 0 | 0 | 0 | 0 | 0 | 0 | 0 | 0 | 0 | 0 | 0 | 0 | 0 | 0 | 0 | 0 | 0 | 0 | 0 | 0 | 0 | 0 | 0 | 0 | 0 | 0 | 0
Heat output-main activity producer heat plants | 0 | 0 | 0 | 0 | 0 | 0 | 0 | 0 | 0 | 0 | 0 | 0 | 0 | 0 | 0 | 0 | 0 | 0 | 0 | 0 | 0 | 0 | 0 | 0 | 0 | 0 | 0 | 0 | 0 | 0 | 0 | 0 | 0 | 0 | 0 | 0 | 0 | 0 | 0 | 0 | 0 | 0 | 0 | 0 | 0 | 0 | 0 | 0 | 0 | 0 | 0 | 0 | 0 | 0 | 0 | 0 | 0 | 0 | 0 | 0 | 0 | 0 | 0 | 0 | 0
Heat output-autoproducer heat plants | 0 | 0 | 0 | 0 | 0 | 0 | 0 | 0 | 0 | 0 | 0 | 0 | 0 | 0 | 0 | 0 | 0 | 0 | 0 | 0 | 0 | 0 | 0 | 0 | 0 | 0 | 0 | 0 | 0 | 0 | 0 | 0 | 0 | 0 | 0 | 0 | 0 | 0 | 0 | 0 | 0 | 0 | 0 | 0 | 0 | 0 | 0 | 0 | 0 | 0 | 0 | 0 | 0 | 0 | 0 | 0 | 0 | 0 | 0 | 0 | 0 | 0 | 0 | 0 | 0

## AP net-gross conversion
Autoproducer CHPs net-gross conversion
Notes
On this page the net electricity production from autoproducer CHPs as given by the IEA is converted to gross electricity production. First, a conversion factor is calculated based on the total CHP net electricity production given by the autoproducer table and the total CHP gross electricity production as given by the energy balance. The conversion factor is multiplied with the net production in the individual autoproducer sectors.
| FLOW | Total net production | Total energy industry | Coal mines | Oil and gas extraction | Patent fuel plants | Coke ovens | BKB plants | Gas works | Blast furnaces | Oil refineries | Coal liquefaction plants | Liquefaction (LNG) / regasification plants | Gasification plants for biogases | Gas-to-liquids (GTL) plants | Charcoal production plants | Non-specified energy industry | Total industry | Iron and steel | Chemical and petrochemical | Non-ferrous metals | Non-metallic minerals | Transport equipment | Machinery | Mining and quarrying | Food and tobacco | Paper, pulp, and printing | Wood and wood products | Construction | Textile and leather | Non-specified industry | Total transport | Rail | Pipeline transport | Non-specified transport | Other | Commercial and public service | Residential | Agriculture | Fishing | Non-specified - other
PRODUCT | PLANT
Net electricity (TJ) | Autoproducer CHP plants | 0 | 0 | 0 | 0 | 0 | 0 | 0 | 0 | 0 | 0 | 0 | 0 | 0 | 0 | 0 | 0 | 0 | 0 | 0 | 0 | 0 | 0 | 0 | 0 | 0 | 0 | 0 | 0 | 0 | 0 | 0 | 0 | 0 | 0 | 0 | 0 | 0 | 0 | 0 | 0
Gross electricity (TJ) | Autoproducer CHP plants | 0
Conversion factor | net_gross_conv | #DIV/0!
Gross electricity (TJ) | Autoproducer CHP plants | #DIV/0! | #DIV/0! | [14 empty] | #DIV/0! | [17 empty] | #DIV/0! | #DIV/0! | #DIV/0! | #DIV/0! | #DIV/0! | #DIV/0!

## CEB allocation factors
Corrected energy balance allocation factors
Notes
On this page, an allocation matrix is created to divide differences between the original and corrected energy balance from a carrier and sector level to a subsector and subcarrier level.
(Sub)fuel allocation
|  |  | PRODUCT | Hard coal (if no detail) | Brown coal (if no detail) | Anthracite | Coking coal | Other bituminous coal | Sub-bituminous coal | Lignite | Patent fuel | Coke oven coke | Gas coke | Coal tar | BKB/peat briquettes | Gas works gas | Coke oven gas | Blast furnace gas | Other recovered gases | Peat | Natural Gas | Crude/NGL/feedstocks (if no detail) | Crude oil | Natural gas liquids | Refinery feedstocks | Additives/blending components | Other hydrocarbons | Refinery gas | Ethane | Liquefied petroleum gases (LPG) | Motor gasoline | Aviation gasoline | Gasoline type jet fuel | Kerosene type jet fuel | Other Kerosene | Gas/diesel oil | Fuel oil | Naphtha | White spirit & SBP | Lubricants | Bitumen | Paraffin waxes | Petroleum coke | Non-specified oil products | Industrial waste | Municipal waste (renewable) | Municipal waste (non-renewable) | Primary solid biofuels | Biogases | Biogasoline | Biodiesels | Other liquid biofuels | Non-specified primary biofuels and waste | Charcoal
|  |  | Electricity output (GWh)-main activity producer CHP plants | 0 | 0 | 0 | 0 | 0 | 0 | 0 | 0 | 0 | 0 | 0 | 0 | 0 | 0 | 0 | 0 | 0 | 0 | 0 | 0 | 0 | 0 | 0 | 0 | 0 | 0 | 0 | 0 | 0 | 0 | 0 | 0 | 0 | 0 | 0 | 0 | 0 | 0 | 0 | 0 | 0 | 0 | 0 | 0 | 0 | 0 | 0 | 0 | 0 | 0 | 0
|  |  | Electricity output (GWh)-autoproducer CHP plants | 0 | 0 | 0 | 0 | 0 | 0 | 0 | 0 | 0 | 0 | 0 | 0 | 0 | 0 | 0 | 0 | 0 | 0 | 0 | 0 | 0 | 0 | 0 | 0 | 0 | 0 | 0 | 0 | 0 | 0 | 0 | 0 | 0 | 0 | 0 | 0 | 0 | 0 | 0 | 0 | 0 | 0 | 0 | 0 | 0 | 0 | 0 | 0 | 0 | 0 | 0
|  |  | Main activity producer CHP plants (%) | 0% | 0% | 0% | 0% | 0% | 0% | 100% | 0% | 0% | 0% | 0% | 0% | 0% | 0% | 0% | 0% | 0% | 100% | 0% | 0% | 0% | 0% | 0% | 0% | 0% | 0% | 0% | 0% | 0% | 0% | 0% | 0% | 0% | 0% | 0% | 0% | 0% | 0% | 0% | 0% | 0% | 0% | 100% | 0% | 0% | 100% | 0% | 0% | 0% | 0%
|  |  | Autoproducer CHP plants (%) | 0% | 0% | 0% | 0% | 0% | 0% | 100% | 0% | 0% | 0% | 0% | 0% | 0% | 0% | 0% | 0% | 0% | 100% | 0% | 0% | 0% | 0% | 0% | 0% | 0% | 0% | 0% | 0% | 0% | 0% | 0% | 0% | 0% | 0% | 0% | 0% | 0% | 0% | 0% | 0% | 0% | 0% | 100% | 0% | 0% | 100% | 0% | 0% | 0% | 0%
Subsector allocation
Subsector | CHP electricity production (GWh) | Share of production (%)
Total energy industry | 0 |  |  | Energy industry coal | [16 empty] | Energy industry gas | Energy industry oil
Coal mines | 0 | 0% |  | 0% | 0% | 0% | 0% | 0% | 0% | 0% | 0% | 0% | 0% | 0% | 0% | 0% | 0% | 0% | 0% | 0% | 0% | 0% | 0% | 0% | 0% | 0% | 0% | 0% | 0% | 0% | 0% | 0% | 0% | 0% | 0% | 0% | 0% | 0% | 0% | 0% | 0% | 0% | 0% | 0% | 0% | 0% | 0% | 0% | 0% | 0% | 0% | 0% | 0%
Oil and gas extraction | 0 | 0% |  | 0% | 0% | 0% | 0% | 0% | 0% | 0% | 0% | 0% | 0% | 0% | 0% | 0% | 0% | 0% | 0% | 0% | 0% | 0% | 0% | 0% | 0% | 0% | 0% | 0% | 0% | 0% | 0% | 0% | 0% | 0% | 0% | 0% | 0% | 0% | 0% | 0% | 0% | 0% | 0% | 0% | 0% | 0% | 0% | 0% | 0% | 0% | 0% | 0% | 0%
Blast furnaces | 0 | 0% |  | 0% | 0% | 0% | 0% | 0% | 0% | 0% | 0% | 0% | 0% | 0% | 0% | 0% | 0% | 0% | 0% | 0% | 0% | 0% | 0% | 0% | 0% | 0% | 0% | 0% | 0% | 0% | 0% | 0% | 0% | 0% | 0% | 0% | 0% | 0% | 0% | 0% | 0% | 0% | 0% | 0% | 0% | 0% | 0% | 0% | 0% | 0% | 0% | 0% | 0%
Gas works | 0 | 0% |  | 0% | 0% | 0% | 0% | 0% | 0% | 0% | 0% | 0% | 0% | 0% | 0% | 0% | 0% | 0% | 0% | 0% | 0% | 0% | 0% | 0% | 0% | 0% | 0% | 0% | 0% | 0% | 0% | 0% | 0% | 0% | 0% | 0% | 0% | 0% | 0% | 0% | 0% | 0% | 0% | 0% | 0% | 0% | 0% | 0% | 0% | 0% | 0% | 0% | 0%
Gasification plants for biogases | 0 | 0% |  | 0% | 0% | 0% | 0% | 0% | 0% | 0% | 0% | 0% | 0% | 0% | 0% | 0% | 0% | 0% | 0% | 0% | 0% | 0% | 0% | 0% | 0% | 0% | 0% | 0% | 0% | 0% | 0% | 0% | 0% | 0% | 0% | 0% | 0% | 0% | 0% | 0% | 0% | 0% | 0% | 0% | 0% | 0% | 0% | 0% | 0% | 0% | 0% | 0% | 0%
Coke ovens | 0 | 0% |  | 0% | 0% | 0% | 0% | 0% | 0% | 0% | 0% | 0% | 0% | 0% | 0% | 0% | 0% | 0% | 0% | 0% | 0% | 0% | 0% | 0% | 0% | 0% | 0% | 0% | 0% | 0% | 0% | 0% | 0% | 0% | 0% | 0% | 0% | 0% | 0% | 0% | 0% | 0% | 0% | 0% | 0% | 0% | 0% | 0% | 0% | 0% | 0% | 0% | 0%
Patent fuel plants | 0 | 0% |  | 0% | 0% | 0% | 0% | 0% | 0% | 0% | 0% | 0% | 0% | 0% | 0% | 0% | 0% | 0% | 0% | 0% | 0% | 0% | 0% | 0% | 0% | 0% | 0% | 0% | 0% | 0% | 0% | 0% | 0% | 0% | 0% | 0% | 0% | 0% | 0% | 0% | 0% | 0% | 0% | 0% | 0% | 0% | 0% | 0% | 0% | 0% | 0% | 0% | 0%
BKB plants | 0 | 0% |  | 0% | 0% | 0% | 0% | 0% | 0% | 0% | 0% | 0% | 0% | 0% | 0% | 0% | 0% | 0% | 0% | 0% | 0% | 0% | 0% | 0% | 0% | 0% | 0% | 0% | 0% | 0% | 0% | 0% | 0% | 0% | 0% | 0% | 0% | 0% | 0% | 0% | 0% | 0% | 0% | 0% | 0% | 0% | 0% | 0% | 0% | 0% | 0% | 0% | 0%
Oil refineries | 0 | 0% |  | 0% | 0% | 0% | 0% | 0% | 0% | 0% | 0% | 0% | 0% | 0% | 0% | 0% | 0% | 0% | 0% | 0% | 0% | 0% | 0% | 0% | 0% | 0% | 0% | 0% | 0% | 0% | 0% | 0% | 0% | 0% | 0% | 0% | 0% | 0% | 0% | 0% | 0% | 0% | 0% | 0% | 0% | 0% | 0% | 0% | 0% | 0% | 0% | 0% | 0%
Coal liquefaction plants | 0 | 0% |  | 0% | 0% | 0% | 0% | 0% | 0% | 0% | 0% | 0% | 0% | 0% | 0% | 0% | 0% | 0% | 0% | 0% | 0% | 0% | 0% | 0% | 0% | 0% | 0% | 0% | 0% | 0% | 0% | 0% | 0% | 0% | 0% | 0% | 0% | 0% | 0% | 0% | 0% | 0% | 0% | 0% | 0% | 0% | 0% | 0% | 0% | 0% | 0% | 0% | 0%
Liquefaction (LNG) / regasification plants | 0 | 0% |  | 0% | 0% | 0% | 0% | 0% | 0% | 0% | 0% | 0% | 0% | 0% | 0% | 0% | 0% | 0% | 0% | 0% | 0% | 0% | 0% | 0% | 0% | 0% | 0% | 0% | 0% | 0% | 0% | 0% | 0% | 0% | 0% | 0% | 0% | 0% | 0% | 0% | 0% | 0% | 0% | 0% | 0% | 0% | 0% | 0% | 0% | 0% | 0% | 0% | 0%
Gas-to-liquids (GTL) plants | 0 | 0% |  | 0% | 0% | 0% | 0% | 0% | 0% | 0% | 0% | 0% | 0% | 0% | 0% | 0% | 0% | 0% | 0% | 0% | 0% | 0% | 0% | 0% | 0% | 0% | 0% | 0% | 0% | 0% | 0% | 0% | 0% | 0% | 0% | 0% | 0% | 0% | 0% | 0% | 0% | 0% | 0% | 0% | 0% | 0% | 0% | 0% | 0% | 0% | 0% | 0% | 0%
|  | 0% |  | 0% | 0% | 0% | 0% | 0% | 0% | 0% | 0% | 0% | 0% | 0% | 0% | 0% | 0% | 0% | 0% | 0% | 0% | 0% | 0% | 0% | 0% | 0% | 0% | 0% | 0% | 0% | 0% | 0% | 0% | 0% | 0% | 0% | 0% | 0% | 0% | 0% | 0% | 0% | 0% | 0% | 0% | 0% | 0% | 0% | 0% | 0% | 0% | 0% | 0%
|  | 0% |  | 0% | 0% | 0% | 0% | 0% | 0% | 0% | 0% | 0% | 0% | 0% | 0% | 0% | 0% | 0% | 0% | 0% | 0% | 0% | 0% | 0% | 0% | 0% | 0% | 0% | 0% | 0% | 0% | 0% | 0% | 0% | 0% | 0% | 0% | 0% | 0% | 0% | 0% | 0% | 0% | 0% | 0% | 0% | 0% | 0% | 0% | 0% | 0% | 0% | 0%
|  | 0% |  | 0% | 0% | 0% | 0% | 0% | 0% | 0% | 0% | 0% | 0% | 0% | 0% | 0% | 0% | 0% | 0% | 0% | 0% | 0% | 0% | 0% | 0% | 0% | 0% | 0% | 0% | 0% | 0% | 0% | 0% | 0% | 0% | 0% | 0% | 0% | 0% | 0% | 0% | 0% | 0% | 0% | 0% | 0% | 0% | 0% | 0% | 0% | 0% | 0% | 0%
Charcoal production plants | 0 | 0% |  | 0% | 0% | 0% | 0% | 0% | 0% | 0% | 0% | 0% | 0% | 0% | 0% | 0% | 0% | 0% | 0% | 0% | 0% | 0% | 0% | 0% | 0% | 0% | 0% | 0% | 0% | 0% | 0% | 0% | 0% | 0% | 0% | 0% | 0% | 0% | 0% | 0% | 0% | 0% | 0% | 0% | 0% | 0% | 0% | 0% | 0% | 0% | 0% | 0% | 0%
Non-specified (energy) | 0 | 0% |  | 0% | 0% | 0% | 0% | 0% | 0% | 0% | 0% | 0% | 0% | 0% | 0% | 0% | 0% | 0% | 0% | 0% | 0% | 0% | 0% | 0% | 0% | 0% | 0% | 0% | 0% | 0% | 0% | 0% | 0% | 0% | 0% | 0% | 0% | 0% | 0% | 0% | 0% | 0% | 0% | 0% | 0% | 0% | 0% | 0% | 0% | 0% | 0% | 0% | 0%
Total industry | 0 |  |  | Industry coal | [5 empty] | Industry lignite | [5 empty] | Industry coal gas |  |  |  |  | Industry gas | [26 empty] | Industry wood pellets | Industry biogas | Industry biofuels |  |  | Industry wood pellets
Iron and steel | 0 | 0% |  | 0% | 0% | 0% | 0% | 0% | 0% | 0% | 0% | 0% | 0% | 0% | 0% | 0% | 0% | 0% | 0% | 0% | 0% | 0% | 0% | 0% | 0% | 0% | 0% | 0% | 0% | 0% | 0% | 0% | 0% | 0% | 0% | 0% | 0% | 0% | 0% | 0% | 0% | 0% | 0% | 0% | 0% | 0% | 0% | 0% | 0% | 0% | 0% | 0% | 0%
Chemical and petrochemical | 0 | 0% |  | 0% | 0% | 0% | 0% | 0% | 0% | 0% | 0% | 0% | 0% | 0% | 0% | 0% | 0% | 0% | 0% | 0% | 0% | 0% | 0% | 0% | 0% | 0% | 0% | 0% | 0% | 0% | 0% | 0% | 0% | 0% | 0% | 0% | 0% | 0% | 0% | 0% | 0% | 0% | 0% | 0% | 0% | 0% | 0% | 0% | 0% | 0% | 0% | 0% | 0%
Non-ferrous metals | 0 | 0% |  | 0% | 0% | 0% | 0% | 0% | 0% | 0% | 0% | 0% | 0% | 0% | 0% | 0% | 0% | 0% | 0% | 0% | 0% | 0% | 0% | 0% | 0% | 0% | 0% | 0% | 0% | 0% | 0% | 0% | 0% | 0% | 0% | 0% | 0% | 0% | 0% | 0% | 0% | 0% | 0% | 0% | 0% | 0% | 0% | 0% | 0% | 0% | 0% | 0% | 0%
Non-metallic minerals | 0 | 0% |  | 0% | 0% | 0% | 0% | 0% | 0% | 0% | 0% | 0% | 0% | 0% | 0% | 0% | 0% | 0% | 0% | 0% | 0% | 0% | 0% | 0% | 0% | 0% | 0% | 0% | 0% | 0% | 0% | 0% | 0% | 0% | 0% | 0% | 0% | 0% | 0% | 0% | 0% | 0% | 0% | 0% | 0% | 0% | 0% | 0% | 0% | 0% | 0% | 0% | 0%
Transport equipment | 0 | 0% |  | 0% | 0% | 0% | 0% | 0% | 0% | 0% | 0% | 0% | 0% | 0% | 0% | 0% | 0% | 0% | 0% | 0% | 0% | 0% | 0% | 0% | 0% | 0% | 0% | 0% | 0% | 0% | 0% | 0% | 0% | 0% | 0% | 0% | 0% | 0% | 0% | 0% | 0% | 0% | 0% | 0% | 0% | 0% | 0% | 0% | 0% | 0% | 0% | 0% | 0%
Machinery | 0 | 0% |  | 0% | 0% | 0% | 0% | 0% | 0% | 0% | 0% | 0% | 0% | 0% | 0% | 0% | 0% | 0% | 0% | 0% | 0% | 0% | 0% | 0% | 0% | 0% | 0% | 0% | 0% | 0% | 0% | 0% | 0% | 0% | 0% | 0% | 0% | 0% | 0% | 0% | 0% | 0% | 0% | 0% | 0% | 0% | 0% | 0% | 0% | 0% | 0% | 0% | 0%
Mining and quarrying | 0 | 0% |  | 0% | 0% | 0% | 0% | 0% | 0% | 0% | 0% | 0% | 0% | 0% | 0% | 0% | 0% | 0% | 0% | 0% | 0% | 0% | 0% | 0% | 0% | 0% | 0% | 0% | 0% | 0% | 0% | 0% | 0% | 0% | 0% | 0% | 0% | 0% | 0% | 0% | 0% | 0% | 0% | 0% | 0% | 0% | 0% | 0% | 0% | 0% | 0% | 0% | 0%
Food and tobacco | 0 | 0% |  | 0% | 0% | 0% | 0% | 0% | 0% | 0% | 0% | 0% | 0% | 0% | 0% | 0% | 0% | 0% | 0% | 0% | 0% | 0% | 0% | 0% | 0% | 0% | 0% | 0% | 0% | 0% | 0% | 0% | 0% | 0% | 0% | 0% | 0% | 0% | 0% | 0% | 0% | 0% | 0% | 0% | 0% | 0% | 0% | 0% | 0% | 0% | 0% | 0% | 0%
Paper, pulp and print | 0 | 0% |  | 0% | 0% | 0% | 0% | 0% | 0% | 0% | 0% | 0% | 0% | 0% | 0% | 0% | 0% | 0% | 0% | 0% | 0% | 0% | 0% | 0% | 0% | 0% | 0% | 0% | 0% | 0% | 0% | 0% | 0% | 0% | 0% | 0% | 0% | 0% | 0% | 0% | 0% | 0% | 0% | 0% | 0% | 0% | 0% | 0% | 0% | 0% | 0% | 0% | 0%
Wood and wood products | 0 | 0% |  | 0% | 0% | 0% | 0% | 0% | 0% | 0% | 0% | 0% | 0% | 0% | 0% | 0% | 0% | 0% | 0% | 0% | 0% | 0% | 0% | 0% | 0% | 0% | 0% | 0% | 0% | 0% | 0% | 0% | 0% | 0% | 0% | 0% | 0% | 0% | 0% | 0% | 0% | 0% | 0% | 0% | 0% | 0% | 0% | 0% | 0% | 0% | 0% | 0% | 0%
Construction | 0 | 0% |  | 0% | 0% | 0% | 0% | 0% | 0% | 0% | 0% | 0% | 0% | 0% | 0% | 0% | 0% | 0% | 0% | 0% | 0% | 0% | 0% | 0% | 0% | 0% | 0% | 0% | 0% | 0% | 0% | 0% | 0% | 0% | 0% | 0% | 0% | 0% | 0% | 0% | 0% | 0% | 0% | 0% | 0% | 0% | 0% | 0% | 0% | 0% | 0% | 0% | 0%
Textile and leather | 0 | 0% |  | 0% | 0% | 0% | 0% | 0% | 0% | 0% | 0% | 0% | 0% | 0% | 0% | 0% | 0% | 0% | 0% | 0% | 0% | 0% | 0% | 0% | 0% | 0% | 0% | 0% | 0% | 0% | 0% | 0% | 0% | 0% | 0% | 0% | 0% | 0% | 0% | 0% | 0% | 0% | 0% | 0% | 0% | 0% | 0% | 0% | 0% | 0% | 0% | 0% | 0%
Non-specified (industry) | 0 | 0% |  | 0% | 0% | 0% | 0% | 0% | 0% | 0% | 0% | 0% | 0% | 0% | 0% | 0% | 0% | 0% | 0% | 0% | 0% | 0% | 0% | 0% | 0% | 0% | 0% | 0% | 0% | 0% | 0% | 0% | 0% | 0% | 0% | 0% | 0% | 0% | 0% | 0% | 0% | 0% | 0% | 0% | 0% | 0% | 0% | 0% | 0% | 0% | 0% | 0% | 0%
Calculation

## Co-fueling shares
Co-fueling shares
Notes
On this page the fuel mixes are used to determine the shares of fuels into co-fueling CHP units
Co-fueling shares
Sector | CHP | Fuel | Production share of total unit production (TJ) | Production share of total unit production (%) | Comments
Energy industry & Industry
| Gas CHPs | Coal gas | 0 | #DIV/0! | All gas CHPs in the energy industry sector have the same fuel mix
|  | Natural gas | #DIV/0! | #DIV/0! | All coal gas has been added to natural gas
|  | Oil | 0 | #DIV/0!
|  | Biogas | 0 |  | Biogas (green gas) is not part of the fuel mixer
|  | Biofuels | 0 | #DIV/0!
|  | All fuels | #DIV/0! | #DIV/0!
Industry
| Coal CHP | Coal | #DIV/0! | #DIV/0!
|  | Lignite | 0 | #DIV/0! | Can not be used currently, coal is used instead
|  | Wood pellets | #DIV/0! | #DIV/0! | Can not be used currently, coal is used instead
|  | All fuels | #DIV/0! | #DIV/0!
Main activity
| Gas CHP | Natural gas | 0 | 0%
|  | Biogas | 0 |  | Biogas (green gas) is not part of the fuel mixer
|  | All fuels | 0 | 0%
| Co-firing CHP | Coal | 0 | 0% | This plant has a fixed 50/50 ratio. The statistical amount of wood pellets is used with the same amount of coal
|  | Wood pellets | 0 | 0% | If the wood pellet input exceeds the available coal, the production share is limited to the coal that is available.
|  | All fuels | 0 | 0%
| Coal CHP | Coal | 0 |  | The remaining coal production takes place in the Coal CHP
Waste incineration
| Waste CHP | Biogenic waste | 0 | 0%
|  | Non biogenic waste | 0 | 0%
|  | All fuels | 0 | 0%

## Fuel allocation
Fuel allocation calculation
Notes
On this page, the fuel input to every CHP type is allocated to the heat and electricity outputs using the allocation method that was used by the respective country. Only one of the methods is used (green). The results that will be used are in the upper results table.
Results
Sector | Type | Fuel allocation to electricity and sold heat | Fuel allocation to unsold heat
Agriculture
| Gas CHP | #DIV/0! | #DIV/0!
| Biogas CHP | #DIV/0! | #DIV/0!
| Wood pellets CHP | #DIV/0! | #DIV/0!
Households
| Gas CHP | #DIV/0! | #DIV/0!
| Biogas CHP | #DIV/0! | #DIV/0!
| Wood pellets CHP | #DIV/0! | #DIV/0!
Services
| Gas CHP | #DIV/0! | #DIV/0!
| Biogas CHP | #DIV/0! | #DIV/0!
| Wood pellets CHP | #DIV/0! | #DIV/0!
Energy industry
| Gas turbine CHP | #DIV/0! | #DIV/0!
| Gas engine CHP | #DIV/0! | #DIV/0!
| Gas combined cycle CHP | #DIV/0! | #DIV/0!
| Coal CHP | #DIV/0! | #DIV/0!
Industry
| Gas turbine CHP | #DIV/0! | #DIV/0!
| Gas engine CHP | #DIV/0! | #DIV/0!
| Gas combined cycle CHP | #DIV/0! | #DIV/0!
| Coal CHP | #DIV/0! | #DIV/0!
Main activity
| Gas combined cycle CHP | #DIV/0! | #DIV/0!
| Coal CHP | #DIV/0! | #DIV/0!
| Lignite CHP | #DIV/0! | #DIV/0!
| Co-firing CHP | #DIV/0! | #DIV/0!
Waste incineration
| Waste CHP | #DIV/0! | #DIV/0!
Fuel allocation: Protermo | 0
Sector | Type | Electrical efficiency | Heat efficiency | Share of sold heat | Share of unsold heat | Fuel allocation to electricity and sold heat | Fuel allocation to unsold heat
Agriculture
| Gas CHP | 0% | 0% | 100% | 0% | #DIV/0! | #DIV/0!
| Biogas CHP | 0% | 0% | 0% | 100% | #DIV/0! | #DIV/0!
| Wood pellets CHP | 0% | 0% | 100% | 0% | #DIV/0! | #DIV/0!
Households
| Gas CHP | 0% | 0% | 100% | 0% | #DIV/0! | #DIV/0!
| Biogas CHP | 0% | 0% | 0% | 100% | #DIV/0! | #DIV/0!
| Wood pellets CHP | 0% | 0% | 100% | 0% | #DIV/0! | #DIV/0!
Services
| Gas CHP | 0% | 0% | 100% | 0% | #DIV/0! | #DIV/0!
| Biogas CHP | 0% | 0% | 0% | 100% | #DIV/0! | #DIV/0!
| Wood pellets CHP | 0% | 0% | 100% | 0% | #DIV/0! | #DIV/0!
Energy industry
| Gas turbine CHP | 0% | 0% | 100% | 0% | #DIV/0! | #DIV/0!
| Gas engine CHP | 0% | 0% | 100% | 0% | #DIV/0! | #DIV/0!
| Gas combined cycle CHP | 0% | 0% | 100% | 0% | #DIV/0! | #DIV/0!
| Coal CHP | 0% | 0% | 100% | 0% | #DIV/0! | #DIV/0!
Industry
| Gas turbine CHP | 0% | 0% | 100% | 0% | #DIV/0! | #DIV/0!
| Gas engine CHP | 0% | 0% | 100% | 0% | #DIV/0! | #DIV/0!
| Gas combined cycle CHP | 0% | 0% | 100% | 0% | #DIV/0! | #DIV/0!
| Coal CHP | 0% | 0% | 100% | 0% | #DIV/0! | #DIV/0!
Main activity
| Gas combined cycle CHP | 0% | 0% | 100% | 0% | #DIV/0! | #DIV/0!
| Coal CHP | 0% | 0% | 100% | 0% | #DIV/0! | #DIV/0!
| Lignite CHP | 0% | 0% | 100% | 0% | #DIV/0! | #DIV/0!
| Co-firing CHP | 0% | 0% | 100% | 0% | #DIV/0! | #DIV/0!
Waste incineration
| Waste CHP | 0% | 0% | 100% | 0% | #DIV/0! | #DIV/0!
Fuel allocation: IEA | 0
Sector | Type | Electrical efficiency | Heat efficiency | Share of sold heat | Share of unsold heat | Fuel allocation to electricity and sold heat | Fuel allocation to unsold heat
Agriculture
| Gas CHP | 0% | 0% | 100% | 0% | #DIV/0! | #DIV/0!
| Biogas CHP | 0% | 0% | 0% | 100% | #DIV/0! | #DIV/0!
| Wood pellets CHP | 0% | 0% | 100% | 0% | #DIV/0! | #DIV/0!
Households
| Gas CHP | 0% | 0% | 100% | 0% | #DIV/0! | #DIV/0!
| Biogas CHP | 0% | 0% | 0% | 100% | #DIV/0! | #DIV/0!
| Wood pellets CHP | 0% | 0% | 100% | 0% | #DIV/0! | #DIV/0!
Services
| Gas CHP | 0% | 0% | 100% | 0% | #DIV/0! | #DIV/0!
| Biogas CHP | 0% | 0% | 0% | 100% | #DIV/0! | #DIV/0!
| Wood pellets CHP | 0% | 0% | 100% | 0% | #DIV/0! | #DIV/0!
Energy industry
| Gas turbine CHP | 0% | 0% | 100% | 0% | #DIV/0! | #DIV/0!
| Gas engine CHP | 0% | 0% | 100% | 0% | #DIV/0! | #DIV/0!
| Gas combined cycle CHP | 0% | 0% | 100% | 0% | #DIV/0! | #DIV/0!
| Coal CHP | 0% | 0% | 100% | 0% | #DIV/0! | #DIV/0!
Industry
| Gas turbine CHP | 0% | 0% | 100% | 0% | #DIV/0! | #DIV/0!
| Gas engine CHP | 0% | 0% | 100% | 0% | #DIV/0! | #DIV/0!
| Gas combined cycle CHP | 0% | 0% | 100% | 0% | #DIV/0! | #DIV/0!
| Coal CHP | 0% | 0% | 100% | 0% | #DIV/0! | #DIV/0!
Main activity
| Gas combined cycle CHP | 0% | 0% | 100% | 0% | #DIV/0! | #DIV/0!
| Coal CHP | 0% | 0% | 100% | 0% | #DIV/0! | #DIV/0!
| Lignite CHP | 0% | 0% | 100% | 0% | #DIV/0! | #DIV/0!
| Co-firing CHP | 0% | 0% | 100% | 0% | #DIV/0! | #DIV/0!
Waste incineration
| Waste CHP | 0% | 0% | 100% | 0% | #DIV/0! | #DIV/0!
Fuel allocation: DECC | 0
Sector | Type | Electrical efficiency | Heat efficiency | Share of sold heat | Share of unsold heat | Fuel allocation to electricity and sold heat | Fuel allocation to unsold heat
Agriculture
| Gas CHP | 0% | 0% | 100% | 0% | #DIV/0! | #DIV/0!
| Biogas CHP | 0% | 0% | 0% | 100% | #DIV/0! | #DIV/0!
| Wood pellets CHP | 0% | 0% | 100% | 0% | #DIV/0! | #DIV/0!
Households
| Gas CHP | 0% | 0% | 100% | 0% | #DIV/0! | #DIV/0!
| Biogas CHP | 0% | 0% | 0% | 100% | #DIV/0! | #DIV/0!
| Wood pellets CHP | 0% | 0% | 100% | 0% | #DIV/0! | #DIV/0!
Services
| Gas CHP | 0% | 0% | 100% | 0% | #DIV/0! | #DIV/0!
| Biogas CHP | 0% | 0% | 0% | 100% | #DIV/0! | #DIV/0!
| Wood pellets CHP | 0% | 0% | 100% | 0% | #DIV/0! | #DIV/0!
Energy industry
| Gas turbine CHP | 0% | 0% | 100% | 0% | #DIV/0! | #DIV/0!
| Gas engine CHP | 0% | 0% | 100% | 0% | #DIV/0! | #DIV/0!
| Gas combined cycle CHP | 0% | 0% | 100% | 0% | #DIV/0! | #DIV/0!
| Coal CHP | 0% | 0% | 100% | 0% | #DIV/0! | #DIV/0!
Industry
| Gas turbine CHP | 0% | 0% | 100% | 0% | #DIV/0! | #DIV/0!
| Gas engine CHP | 0% | 0% | 100% | 0% | #DIV/0! | #DIV/0!
| Gas combined cycle CHP | 0% | 0% | 100% | 0% | #DIV/0! | #DIV/0!
| Coal CHP | 0% | 0% | 100% | 0% | #DIV/0! | #DIV/0!
Main activity
| Gas combined cycle CHP | 0% | 0% | 100% | 0% | #DIV/0! | #DIV/0!
| Coal CHP | 0% | 0% | 100% | 0% | #DIV/0! | #DIV/0!
| Lignite CHP | 0% | 0% | 100% | 0% | #DIV/0! | #DIV/0!
| Co-firing CHP | 0% | 0% | 100% | 0% | #DIV/0! | #DIV/0!
Waste incineration
| Waste CHP | 0% | 0% | 100% | 0% | #DIV/0! | #DIV/0!

## Agriculture
Agriculture
Notes
On this page, the inputs and outputs of the CHPs in the Agriculture sector are determined.
Inputs/outputs
Type | Fuel type | Electricity production (TJ) | Total fuel input (TJ) | Fuel input for electricity and sold heat (TJ) | Fuel input for unsold heat (TJ) | Total heat production (TJ) | Sold heat production (TJ) | Unsold heat production (TJ) |  | Comments
Gas CHP | Natural gas | #DIV/0! | #DIV/0! | #DIV/0! | #DIV/0! | #DIV/0! | #DIV/0! | #DIV/0!
Biogas CHP | Biogas | #DIV/0! | #DIV/0! | #DIV/0! | #DIV/0! | #DIV/0! | #DIV/0! | #DIV/0!
Wood pellet CHP | Wood pellets | #DIV/0! | #DIV/0! | #DIV/0! | #DIV/0! | #DIV/0! | #DIV/0! | #DIV/0!
+
All Agriculture CHPs | All fuels | #DIV/0! | #DIV/0! | #DIV/0! | #DIV/0! | #DIV/0! | #DIV/0! | #DIV/0!

## Households
Households
Notes
On this page, the inputs and outputs of the CHPs in the Households sector are determined.
Inputs/outputs
Type | Fuel type | Electricity production (TJ) | Total fuel input (TJ) | Fuel input for electricity and sold heat (TJ) | Fuel input for unsold heat (TJ) | Total heat production (TJ) | Sold heat production (TJ) | Unsold heat production (TJ) |  | Comments
Gas CHP | Natural gas | #DIV/0! | #DIV/0! | #DIV/0! | #DIV/0! | #DIV/0! | #DIV/0! | #DIV/0!
Biogas CHP | Biogas | #DIV/0! | #DIV/0! | #DIV/0! | #DIV/0! | #DIV/0! | #DIV/0! | #DIV/0!
Wood pellet CHP | Wood pellets | #DIV/0! | #DIV/0! | #DIV/0! | #DIV/0! | #DIV/0! | #DIV/0! | #DIV/0!
+
All Households CHPs | All fuels | #DIV/0! | #DIV/0! | #DIV/0! | #DIV/0! | #DIV/0! | #DIV/0! | #DIV/0!

## Services
Commercial and public services
Notes
On this page, the inputs and outputs of the CHPs in the Services sector are determined.
Inputs/outputs
Type | Fuel type | Electricity production (TJ) | Total fuel input (TJ) | Fuel input for electricity and sold heat (TJ) | Fuel input for unsold heat (TJ) | Total heat production (TJ) | Sold heat production (TJ) | Unsold heat production (TJ) |  | Comments
Gas CHP | Natural gas | #DIV/0! | #DIV/0! | #DIV/0! | #DIV/0! | #DIV/0! | #DIV/0! | #DIV/0!
Biogas CHP | Biogas | #DIV/0! | #DIV/0! | #DIV/0! | #DIV/0! | #DIV/0! | #DIV/0! | #DIV/0!
Wood pellet CHP | Wood pellets | #DIV/0! | #DIV/0! | #DIV/0! | #DIV/0! | #DIV/0! | #DIV/0! | #DIV/0!
+
All Services CHPs | All fuels | #DIV/0! | #DIV/0! | #DIV/0! | #DIV/0! | #DIV/0! | #DIV/0! | #DIV/0!

## Energy industry
Energy industry
Notes
On this page, the inputs and outputs of the CHPs in the Energy industry sector are determined.
Inputs/outputs
Type | Fuel type | Electricity production (TJ) | Total fuel input (TJ) | Fuel input for electricity and sold heat (TJ) | Fuel input for unsold heat (TJ) | Total heat production (TJ) | Sold heat production (TJ) | Unsold heat production (TJ) | Comments
All Energy industry CHPs
| Coal | #DIV/0!
| Natural gas | #DIV/0!
| Oil | 0
| All fuels | #DIV/0!
Gas turbine CHP
| Natural gas | #DIV/0! | #DIV/0! | #DIV/0! | #DIV/0! | #DIV/0! | #DIV/0! | #DIV/0!
| Oil | 0 | #DIV/0! | #DIV/0! | #DIV/0! | #DIV/0! | #DIV/0! | #DIV/0!
| All fuels | #DIV/0! | #DIV/0! | #DIV/0! | #DIV/0! | #DIV/0! | #DIV/0! | #DIV/0!
Gas engine CHP
| Natural gas | #DIV/0! | #DIV/0! | #DIV/0! | #DIV/0! | #DIV/0! | #DIV/0! | #DIV/0!
| Oil | 0 | #DIV/0! | #DIV/0! | #DIV/0! | #DIV/0! | #DIV/0! | #DIV/0!
| All fuels | #DIV/0! | #DIV/0! | #DIV/0! | #DIV/0! | #DIV/0! | #DIV/0! | #DIV/0!
Gas combined cycle CHP
| Natural gas | #DIV/0! | #DIV/0! | #DIV/0! | #DIV/0! | #DIV/0! | #DIV/0! | #DIV/0!
| Oil | 0 | #DIV/0! | #DIV/0! | #DIV/0! | #DIV/0! | #DIV/0! | #DIV/0!
| All fuels | #DIV/0! | #DIV/0! | #DIV/0! | #DIV/0! | #DIV/0! | #DIV/0! | #DIV/0!
Coal CHP
| Coal | #DIV/0! | #DIV/0! | #DIV/0! | #DIV/0! | #DIV/0! | #DIV/0! | #DIV/0!
All Energy industry CHPs
| Coal | #DIV/0! | #DIV/0! | #DIV/0! | #DIV/0! | #DIV/0! | #DIV/0! | #DIV/0!
| Natural gas | #DIV/0! | #DIV/0! | #DIV/0! | #DIV/0! | #DIV/0! | #DIV/0! | #DIV/0!
| Oil | 0 | #DIV/0! | #DIV/0! | #DIV/0! | #DIV/0! | #DIV/0! | #DIV/0!
| All fuels | #DIV/0! | #DIV/0! | #DIV/0! | #DIV/0! | #DIV/0! | #DIV/0! | #DIV/0!

## Industry
Industry
Notes
On this page, the inputs and outputs of the CHPs and heaters in the Industry sector are determined.
Inputs/outputs
Type | Fuel type | Electricity production (TJ) | Total fuel input (TJ) | Fuel input for electricity and sold heat (TJ) | Fuel input for unsold heat (TJ) | Total heat production (TJ) | Sold heat production (TJ) | Unsold heat production (TJ) | Comments
All industry
| Coal | #DIV/0!
| Coal gas | 0
| Lignite | 0 | [6 empty] | Can not be used currently, coal is used instead
| Natural gas | #DIV/0!
| Biogas | 0
| Biofuel | 0 | [6 empty] | Can not be used currently
| Wood pellets | #DIV/0! | [6 empty] | Can not be used currently, coal is used instead
| All fuels | #DIV/0!
Gas turbine CHP
| Coal gas | 0 | #DIV/0! | #DIV/0! | #DIV/0! | #DIV/0! | #DIV/0! | #DIV/0!
| Natural gas | #DIV/0! | #DIV/0! | #DIV/0! | #DIV/0! | #DIV/0! | #DIV/0! | #DIV/0!
| Biogas | 0 | #DIV/0! | #DIV/0! | #DIV/0! | #DIV/0! | #DIV/0! | #DIV/0!
| Biofuel | 0 | #DIV/0! | #DIV/0! | #DIV/0! | #DIV/0! | #DIV/0! | #DIV/0!
| All fuels | #DIV/0! | #DIV/0! | #DIV/0! | #DIV/0! | #DIV/0! | #DIV/0! | #DIV/0!
Gas engine CHP
| Coal gas | 0 | #DIV/0! | #DIV/0! | #DIV/0! | #DIV/0! | #DIV/0! | #DIV/0!
| Natural gas | #DIV/0! | #DIV/0! | #DIV/0! | #DIV/0! | #DIV/0! | #DIV/0! | #DIV/0!
| Biogas | 0 | #DIV/0! | #DIV/0! | #DIV/0! | #DIV/0! | #DIV/0! | #DIV/0!
| Biofuel | 0 | #DIV/0! | #DIV/0! | #DIV/0! | #DIV/0! | #DIV/0! | #DIV/0!
| All fuels | #DIV/0! | #DIV/0! | #DIV/0! | #DIV/0! | #DIV/0! | #DIV/0! | #DIV/0!
Gas combined cycle CHP
| Coal gas | 0 | #DIV/0! | #DIV/0! | #DIV/0! | #DIV/0! | #DIV/0! | #DIV/0!
| Natural gas | #DIV/0! | #DIV/0! | #DIV/0! | #DIV/0! | #DIV/0! | #DIV/0! | #DIV/0!
| Biogas | 0 | #DIV/0! | #DIV/0! | #DIV/0! | #DIV/0! | #DIV/0! | #DIV/0!
| Biofuel | 0 | #DIV/0! | #DIV/0! | #DIV/0! | #DIV/0! | #DIV/0! | #DIV/0!
| All fuels | #DIV/0! | #DIV/0! | #DIV/0! | #DIV/0! | #DIV/0! | #DIV/0! | #DIV/0!
Coal CHP
| Coal | #DIV/0! | #DIV/0! | #DIV/0! | #DIV/0! | #DIV/0! | #DIV/0! | #DIV/0!
| Lignite | 0 | #DIV/0! | #DIV/0! | #DIV/0! | #DIV/0! | #DIV/0! | #DIV/0!
| Wood pellets | #DIV/0! | #DIV/0! | #DIV/0! | #DIV/0! | #DIV/0! | #DIV/0! | #DIV/0!
| All fuels | #DIV/0! | #DIV/0! | #DIV/0! | #DIV/0! | #DIV/0! | #DIV/0! | #DIV/0!
All industry
| Coal | #DIV/0! | #DIV/0! | #DIV/0! | #DIV/0! | #DIV/0! | #DIV/0! | #DIV/0!
| Coal gas | 0 | #DIV/0! | #DIV/0! | #DIV/0! | #DIV/0! | #DIV/0! | #DIV/0!
| Lignite | 0 | #DIV/0! | #DIV/0! | #DIV/0! | #DIV/0! | #DIV/0! | #DIV/0! | Can not be used currently, coal is used instead
| Natural gas | #DIV/0! | #DIV/0! | #DIV/0! | #DIV/0! | #DIV/0! | #DIV/0! | #DIV/0!
| Biogas | 0 | #DIV/0! | #DIV/0! | #DIV/0! | #DIV/0! | #DIV/0! | #DIV/0!
| Biofuel | 0 | #DIV/0! | #DIV/0! | #DIV/0! | #DIV/0! | #DIV/0! | #DIV/0! | Can not be used currently
| Wood pellets | #DIV/0! | #DIV/0! | #DIV/0! | #DIV/0! | #DIV/0! | #DIV/0! | #DIV/0! | Can not be used currently, coal is used instead
| All fuels | #DIV/0! | #DIV/0! | #DIV/0! | #DIV/0! | #DIV/0! | #DIV/0! | #DIV/0!

## Main activity
Main activity
Notes
On this page, the inputs and outputs of the CHPs and heaters in the main activity sector are determined.
Inputs/outputs
Type | Fuel type | Electricity production (TJ) | Total fuel input (TJ) | Fuel input for electricity and sold heat (TJ) | Fuel input for unsold heat (TJ) | Total heat production (TJ) | Sold heat production (TJ) | Unsold heat production (TJ) | Comments
All Main activity
| Coal | 0
| Lignite | 0
| Natural gas | 0
| Biogas | 0
| Wood pellets | 0
| All fuels | 0
Gas combined cycle CHP
| Natural gas | 0 | #DIV/0! | #DIV/0! | #DIV/0! | #DIV/0! | #DIV/0! | 0
| Biogas | 0 | #DIV/0! | #DIV/0! | #DIV/0! | #DIV/0! | #DIV/0! | 0
| All fuels | 0 | #DIV/0! | #DIV/0! | #DIV/0! | #DIV/0! | #DIV/0! | 0
Coal CHP
| Coal | 0 | #DIV/0! | #DIV/0! | #DIV/0! | #DIV/0! | #DIV/0! | 0
Lignite CHP
| Lignite | 0 | #DIV/0! | #DIV/0! | #DIV/0! | #DIV/0! | #DIV/0! | 0
Co-firing CHP
| Coal | 0 | #DIV/0! | #DIV/0! | #DIV/0! | #DIV/0! | #DIV/0! | 0
| Wood pellets | 0 | #DIV/0! | #DIV/0! | #DIV/0! | #DIV/0! | #DIV/0! | 0
| All fuels | 0 | #DIV/0! | #DIV/0! | #DIV/0! | #DIV/0! | #DIV/0! | 0
All Main activity
| Coal | 0 | #DIV/0! | #DIV/0! | #DIV/0! | #DIV/0! | #DIV/0! | 0
| Lignite | 0 | #DIV/0! | #DIV/0! | #DIV/0! | #DIV/0! | #DIV/0! | 0
| Natural gas | 0 | #DIV/0! | #DIV/0! | #DIV/0! | #DIV/0! | #DIV/0! | 0
| Biogas | 0 | #DIV/0! | #DIV/0! | #DIV/0! | #DIV/0! | #DIV/0! | 0
| Wood pellets | 0 | #DIV/0! | #DIV/0! | #DIV/0! | #DIV/0! | #DIV/0! | 0
| All fuels | 0 | #DIV/0! | #DIV/0! | #DIV/0! | #DIV/0! | #DIV/0! | 0

## Waste incineration
Waste incineration
Notes
On this page, the inputs and outputs of the CHP in the Waste incineration sector is determined.
Inputs/outputs
Type | Fuel type | Electricity production (TJ) | Total fuel input (TJ) | Fuel input for electricity and sold heat (TJ) | Fuel input for unsold heat (TJ) | Total heat production (TJ) | Sold heat production (TJ) | Unsold heat production (TJ) | Comments
Waste CHP
| Biogenic waste | 0 | #DIV/0! | #DIV/0! | #DIV/0! | #DIV/0! | #DIV/0! | 0
| Non biogenic waste | 0 | #DIV/0! | #DIV/0! | #DIV/0! | #DIV/0! | #DIV/0! | 0
| All fuels | 0 | #DIV/0! | #DIV/0! | #DIV/0! | #DIV/0! | #DIV/0! | 0

## Fuel mixes
Fuel mixes
Notes
On this page, electricity production and assumptions made on the dashboard are used to determine the share of every CHP type and fuel carriers in the CHP electricity production of the sectors.
Autoproducer sectors
Sector | Fuel | Split by assumption (%) | Electricity production (TJ) | Comments
All autoproducer
| Coal | - | 0 | no shares applicable
| Coal gas | - | 0
| Lignite | - | 0
| Natural gas | - | 0
| Oil | - | 0
| Biogas | - | 0
| Biofuels | - | 0
| Wood pellets | - | 0
Agriculture
| All fuels |  | #DIV/0!
| Natural gas | #DIV/0! | #DIV/0!
| Biogas | #DIV/0! | #DIV/0! | The electricity production from biogas is fixed given the final demand in the energy balance. However, when the calculated electricity production from biogas exceeds the production from all fuels, it is set to the 'all fuels' value. The remaining value is upgraded to green gas in the Primary production analysis.
| Wood pellets | #DIV/0! | #DIV/0!
Households
| All fuels |  | #DIV/0!
| Natural gas | #DIV/0! | #DIV/0!
| Biogas | #DIV/0! | #DIV/0! | The electricity production from biogas is fixed given the final demand in the energy balance. However, when the calculated electricity production from biogas exceeds the production from all fuels, it is set to the 'all fuels' value. The remaining value is upgraded to green gas in the Primary production analysis.
| Wood pellets | #DIV/0! | #DIV/0!
Services
| All fuels |  | #DIV/0!
| Natural gas | #DIV/0! | #DIV/0!
| Biogas | #DIV/0! | #DIV/0! | The electricity production from biogas is fixed given the final demand in the energy balance. However, when the calculated electricity production from biogas exceeds the production from all fuels, it is set to the 'all fuels' value. The remaining value is upgraded to green gas in the Primary production analysis.
| Wood pellets | #DIV/0! | #DIV/0!
Energy industry
| All fuels |  | #DIV/0!
| Coal | 100% | #DIV/0!
| Natural gas | 0% | #DIV/0!
| Oil |  | 0 | All oil for autoproducer CHPs is used in Energy industry
Industry
| All fuels | - | #DIV/0! | no shares applicable
| Coal | - | #DIV/0!
| Coal gas | - | 0 | Instead of coal gas, natural gas is used in Industry CHPs
| Lignite | - | 0 | Can not be used currently, coal is used instead
| Natural gas | - | #DIV/0!
| Biogas | - | 0 | Instead of biogas, we produce with natural gas in this analysis. Via the gas network, injected green gas can also be used in Industry CHPs
| Biofuels | - | 0
| Wood pellets | - | #DIV/0! | Can not be used currently, coal is used instead
Main activity
Sector | Fuel | Split by assumption (%) | Electricity production (TJ) | Comments
Waste incineration
| Biogenic waste |  | 0
| Non biogenic waste |  | 0
Main activity
| Coal |  | 0
| Lignite |  | 0
| Natural gas |  | 0
| Biogas |  | 0
| Wood pellets |  | 0

## Fuel aggregation
Fuel aggregation
Notes
On this page, data from the IEA energy balance and autoproducers table are aggregated to more functional carriers and sectors. More specifically, all waste carriers are moved to a new 'Waste incineration' sector. Depending on dashboard input, electricity autoproduction with waste is removed from a sector.
Overview
Type | Fuel type | Electricity production (TJ) | Total fuel input (TJ) | Fuel input for electricity and sold heat (TJ) | Fuel input for unsold heat (TJ) | Total heat production (TJ) | Sold heat production (TJ) | Unsold heat production (TJ) | Input from dashboard | Comments
Main activity CHPs
| Coal | 0 |  | 0 |  |  | 0
| Coal gas | 0 |  | 0 |  |  | 0
| Lignite | 0 |  | 0 |  |  | 0
| Natural gas | 0 |  | 0 |  |  | 0 |  |  | Includes Other sources
| Oil | 0 |  | 0 |  |  | 0
| Biogenic waste | 0 |  | 0 |  |  | 0
| Non biogenic waste | 0 |  | 0 |  |  | 0
| Biogas | 0 |  | 0 |  |  | 0
| Biofuels | 0 |  | 0 |  |  | 0
| Wood pellets | 0 |  | 0 |  |  | 0
| All fuels | 0 |  | 0 |  |  | 0
Autoproducer CHPs
| Coal | 0 |  | 0 |  |  | 0
| Coal gas | 0 |  | 0 |  |  | 0
| Lignite | 0 |  | 0 |  |  | 0
| Natural gas | 0 |  | 0 |  |  | 0 |  |  | Includes Other sources
| Oil | 0 |  | 0 |  |  | 0
| Biogenic waste | 0 |  | 0 |  |  | 0
| Non biogenic waste | 0 |  | 0 |  |  | 0
| Biogas | 0 |  | 0 |  |  | 0
| Biofuels | 0 |  | 0 |  |  | 0
| Wood pellets | 0 |  | 0 |  |  | 0
| All fuels | 0 |  | 0 |  |  | 0
Agriculture CHPs
| All fuels | #DIV/0! |  |  |  |  | 0
Residential CHPs
| All fuels | #DIV/0! |  |  |  |  | 0
Services CHPs
| All fuels | #DIV/0! |  |  |  |  | 0 |  |  | Includes the Other- non-specified sector if applicable
Energy industry CHPs
| All fuels | #DIV/0! |  |  |  |  | 0
Industry CHPs
| All fuels | #DIV/0! |  |  |  |  | 0
All CHPs
| All fuels | 0 |  | 0 |  |  | 0
Changes to sectors
Waste incineration CHPs
| Biogenic waste | 0 |  | 0 |  |  | 0
| Non biogenic waste | 0 |  | 0 |  |  | 0
| All fuels | 0 |  | 0 |  |  | 0
Services CHPs
| All fuels | #DIV/0! |  |  |  |  | 0
| All fuels w/o waste | #DIV/0! |  |  |  |  | 0 |  | 0 | Option to remove electricity autoproduction with waste carriers from this sector
Energy industry CHPs
| All fuels | #DIV/0! |  |  |  |  | 0
| All fuels + m.a. oil | #DIV/0! |  |  |  |  | 0
Industry CHPs
| All fuels | #DIV/0! |  |  |  |  | 0
| All fuels + m.a. coal gas & biofuels | #DIV/0! |  |  |  |  | 0
| All fuels w/o waste | #DIV/0! |  |  |  |  | 0 |  | 0 | Option to remove electricity autoproduction with waste carriers from this sector
Results
Main activity CHPs
| Coal | 0 |  | 0 |  |  | 0
| Coal gas | - |  | - |  |  | - |  |  | Moved to Industry
| Lignite | 0 |  | 0 |  |  | 0
| Natural gas | 0 |  | 0 |  |  | 0
| Oil | - |  | - |  |  | - |  |  | Moved to Energy industry
| Biogenic waste | - |  | - |  |  | - |  |  | Moved to waste incineration
| Non biogenic waste | - |  | - |  |  | - |  |  | Moved to waste incineration
| Biogas | 0 |  | 0 |  |  | 0
| Biofuels | - |  | - |  |  | - |  |  | For now: moved to industry
| Wood pellets | 0 |  | 0 |  |  | 0
| All fuels | 0 |  | 0 |  |  | 0
Autoproducer CHPs
| Coal | 0 |  | 0 |  |  | 0
| Coal gas | 0 |  | 0 |  |  | 0
| Lignite | 0 |  | 0 |  |  | 0 |  |  | Can not be used currently
| Natural gas | 0 |  | 0 |  |  | 0
| Oil | 0 |  | 0 |  |  | 0
| Biogenic waste | - |  | - |  |  | - |  |  | Moved to waste incineration
| Non biogenic waste | - |  | - |  |  | - |  |  | Moved to waste incineration
| Biogas | 0 |  | 0 |  |  | 0
| Biofuels | 0 |  | 0 |  |  | 0 |  |  | Can not be used currently
| Wood pellets | 0 |  | 0 |  |  | 0
| All fuels | 0 |  | 0 |  |  | 0
Waste incineration CHPs
| Biogenic waste | 0 |  | 0 |  |  | 0
| Non biogenic waste | 0 |  | 0 |  |  | 0
| All fuels | 0 |  | 0 |  |  | 0
All CHPs
| All fuels | 0 |  | 0 |  |  | 0

## match carriers IEA to ETM
Matching IEA carriers to ETM carriers
Notes
This sheet reflects the aggregation of IEA carriers to ETM carriers, as specified on the assumptions sheet. Every carrier can only be aggregated once. This insured be the checks at the bottom of the table. Certain IEA carriers are not used in this analysis.
Fuel aggregation assumptions
| IEA carrier | [49 empty] | not used in this analysis
ETM carrier | Hard coal (if no detail) | Brown coal (if no detail) | Anthracite | Coking coal | Other bituminous coal | Sub-bituminous coal | Lignite | Patent fuel | Coke oven coke | Gas coke | Coal tar | BKB/peat briquettes | Gas works gas | Coke oven gas | Blast furnace gas | Other recovered gases | Peat | Natural Gas | Crude/NGL/feedstocks (if no detail) | Crude oil | Natural gas liquids | Refinery feedstocks | Additives/blending components | Other hydrocarbons | Refinery gas | Ethane | Liquefied petroleum gases (LPG) | Motor gasoline | Aviation gasoline | Gasoline type jet fuel | Kerosene type jet fuel | Other Kerosene | Gas/diesel oil | Fuel oil | Naphtha | White spirit & SBP | Lubricants | Bitumen | Paraffin waxes | Petroleum coke | Non-specified oil products | Industrial waste | Municipal waste (renewable) | Municipal waste (non-renewable) | Primary solid biofuels | Biogases | Biogasoline | Biodiesels | Other liquid biofuels | Non-specified primary biofuels and waste | Charcoal | Elec/heat output from non-specified manufactured gases | Heat output from non-specified combustible fuels | Nuclear | Hydro | Geothermal | Solar photovoltaics | Solar thermal | Tide, wave and ocean | Wind | Other sources | Electricity | Heat
Coal | 1 | 1 | 1 | 1 | 1 | 1 |  | 1 | 1 | 1 | 1 | 1 |  |  |  |  | 1
Coal gas | [12 empty] | 1 | 1 | 1 | 1
Lignite | [6 empty] | 1
Natural gas | [17 empty] | 1
Oil | [18 empty] | 1 | 1 | 1 | 1 | 1 | 1 | 1 | 1 | 1 | 1 | 1 | 1 | 1 | 1 | 1 | 1 | 1 | 1 | 1 | 1 | 1 | 1 | 1
Biogenic waste | [42 empty] | 1
Non biogenic waste | [41 empty] | 1 |  | 1
Biogas | [45 empty] | 1
Biofuels | [46 empty] | 1 | 1 | 1
Wood pellets | [44 empty] | 1 |  |  |  |  | 1
check | 1 | 1 | 1 | 1 | 1 | 1 | 1 | 1 | 1 | 1 | 1 | 1 | 1 | 1 | 1 | 1 | 1 | 1 | 1 | 1 | 1 | 1 | 1 | 1 | 1 | 1 | 1 | 1 | 1 | 1 | 1 | 1 | 1 | 1 | 1 | 1 | 1 | 1 | 1 | 1 | 1 | 1 | 1 | 1 | 1 | 1 | 1 | 1 | 1 | 1 | 0 | 0 | 0 | 0 | 0 | 0 | 0 | 0 | 0 | 0 | 0 | 0 | 0

## csv_sold_heat_deficit
chp_sold_heat_deficit
#DIV/0!

## csv_corrected energy balance 1
corrected_energy_balance_step_1
PRODUCT | Hard coal (if no detail) | Brown coal (if no detail) | Anthracite | Coking coal | Other bituminous coal | Sub-bituminous coal | Lignite | Patent fuel | Coke oven coke | Gas coke | Coal tar | BKB/peat briquettes | Gas works gas | Coke oven gas | Blast furnace gas | Other recovered gases | Peat | Natural Gas | Crude/NGL/feedstocks (if no detail) | Crude oil | Natural gas liquids | Refinery feedstocks | Additives/blending components | Other hydrocarbons | Refinery gas | Ethane | Liquefied petroleum gases (LPG) | Motor gasoline | Aviation gasoline | Gasoline type jet fuel | Kerosene type jet fuel | Other Kerosene | Gas/diesel oil | Fuel oil | Naphtha | White spirit & SBP | Lubricants | Bitumen | Paraffin waxes | Petroleum coke | Non-specified oil products | Industrial waste | Municipal waste (renewable) | Municipal waste (non-renewable) | Primary solid biofuels | Biogases | Biogasoline | Biodiesels | Other liquid biofuels | Non-specified primary biofuels and waste | Charcoal | Elec/heat output from non-specified manufactured gases | Heat output from non-specified combustible fuels | Nuclear | Hydro | Geothermal | Solar photovoltaics | Solar thermal | Tide, wave and ocean | Wind | Other sources | Electricity | Heat | Total | Memo: Renewables
FLOW
Production | 0 | 0 | 0 | 0 | 0 | 0 | 0 | 0 | 0 | 0 | 0 | 0 | 0 | 0 | 0 | 0 | 0 | 0 | 0 | 0 | 0 | 0 | 0 | 0 | 0 | 0 | 0 | 0 | 0 | 0 | 0 | 0 | 0 | 0 | 0 | 0 | 0 | 0 | 0 | 0 | 0 | 0 | 0 | 0 | 0 | 0 | 0 | 0 | 0 | 0 | 0 | 0 | 0 | 0 | 0 | 0 | 0 | 0 | 0 | 0 | 0 | 0 | 0 | 0 | 0
Imports | 0 | 0 | 0 | 0 | 0 | 0 | 0 | 0 | 0 | 0 | 0 | 0 | 0 | 0 | 0 | 0 | 0 | 0 | 0 | 0 | 0 | 0 | 0 | 0 | 0 | 0 | 0 | 0 | 0 | 0 | 0 | 0 | 0 | 0 | 0 | 0 | 0 | 0 | 0 | 0 | 0 | 0 | 0 | 0 | 0 | 0 | 0 | 0 | 0 | 0 | 0 | 0 | 0 | 0 | 0 | 0 | 0 | 0 | 0 | 0 | 0 | 0 | 0 | 0 | 0
Exports | 0 | 0 | 0 | 0 | 0 | 0 | 0 | 0 | 0 | 0 | 0 | 0 | 0 | 0 | 0 | 0 | 0 | 0 | 0 | 0 | 0 | 0 | 0 | 0 | 0 | 0 | 0 | 0 | 0 | 0 | 0 | 0 | 0 | 0 | 0 | 0 | 0 | 0 | 0 | 0 | 0 | 0 | 0 | 0 | 0 | 0 | 0 | 0 | 0 | 0 | 0 | 0 | 0 | 0 | 0 | 0 | 0 | 0 | 0 | 0 | 0 | 0 | 0 | 0 | 0
International marine bunkers | 0 | 0 | 0 | 0 | 0 | 0 | 0 | 0 | 0 | 0 | 0 | 0 | 0 | 0 | 0 | 0 | 0 | 0 | 0 | 0 | 0 | 0 | 0 | 0 | 0 | 0 | 0 | 0 | 0 | 0 | 0 | 0 | 0 | 0 | 0 | 0 | 0 | 0 | 0 | 0 | 0 | 0 | 0 | 0 | 0 | 0 | 0 | 0 | 0 | 0 | 0 | 0 | 0 | 0 | 0 | 0 | 0 | 0 | 0 | 0 | 0 | 0 | 0 | 0 | 0
International aviation bunkers | 0 | 0 | 0 | 0 | 0 | 0 | 0 | 0 | 0 | 0 | 0 | 0 | 0 | 0 | 0 | 0 | 0 | 0 | 0 | 0 | 0 | 0 | 0 | 0 | 0 | 0 | 0 | 0 | 0 | 0 | 0 | 0 | 0 | 0 | 0 | 0 | 0 | 0 | 0 | 0 | 0 | 0 | 0 | 0 | 0 | 0 | 0 | 0 | 0 | 0 | 0 | 0 | 0 | 0 | 0 | 0 | 0 | 0 | 0 | 0 | 0 | 0 | 0 | 0 | 0
Stock changes | 0 | 0 | 0 | 0 | 0 | 0 | 0 | 0 | 0 | 0 | 0 | 0 | 0 | 0 | 0 | 0 | 0 | 0 | 0 | 0 | 0 | 0 | 0 | 0 | 0 | 0 | 0 | 0 | 0 | 0 | 0 | 0 | 0 | 0 | 0 | 0 | 0 | 0 | 0 | 0 | 0 | 0 | 0 | 0 | 0 | 0 | 0 | 0 | 0 | 0 | 0 | 0 | 0 | 0 | 0 | 0 | 0 | 0 | 0 | 0 | 0 | 0 | 0 | 0 | 0
Total primary energy supply | #DIV/0! | #DIV/0! | #DIV/0! | #DIV/0! | #DIV/0! | #DIV/0! | #DIV/0! | #DIV/0! | #DIV/0! | #DIV/0! | #DIV/0! | #DIV/0! | #DIV/0! | #DIV/0! | #DIV/0! | #DIV/0! | #DIV/0! | #DIV/0! | #DIV/0! | #DIV/0! | #DIV/0! | #DIV/0! | #DIV/0! | #DIV/0! | #DIV/0! | #DIV/0! | #DIV/0! | #DIV/0! | #DIV/0! | #DIV/0! | #DIV/0! | #DIV/0! | #DIV/0! | #DIV/0! | #DIV/0! | #DIV/0! | #DIV/0! | #DIV/0! | #DIV/0! | #DIV/0! | #DIV/0! | #DIV/0! | #DIV/0! | #DIV/0! | #DIV/0! | #DIV/0! | #DIV/0! | #DIV/0! | #DIV/0! | #DIV/0! | 0 | 0 | 0 | 0 | 0 | 0 | 0 | 0 | 0 | 0 | 0 | #DIV/0! | #DIV/0! | #DIV/0! | 0
Transfers | 0 | 0 | 0 | 0 | 0 | 0 | 0 | 0 | 0 | 0 | 0 | 0 | 0 | 0 | 0 | 0 | 0 | 0 | 0 | 0 | 0 | 0 | 0 | 0 | 0 | 0 | 0 | 0 | 0 | 0 | 0 | 0 | 0 | 0 | 0 | 0 | 0 | 0 | 0 | 0 | 0 | 0 | 0 | 0 | 0 | 0 | 0 | 0 | 0 | 0 | 0 | 0 | 0 | 0 | 0 | 0 | 0 | 0 | 0 | 0 | 0 | 0 | 0 | 0 | 0
Statistical differences | 0 | 0 | 0 | 0 | 0 | 0 | 0 | 0 | 0 | 0 | 0 | 0 | 0 | 0 | 0 | 0 | 0 | 0 | 0 | 0 | 0 | 0 | 0 | 0 | 0 | 0 | 0 | 0 | 0 | 0 | 0 | 0 | 0 | 0 | 0 | 0 | 0 | 0 | 0 | 0 | 0 | 0 | 0 | 0 | 0 | 0 | 0 | 0 | 0 | 0 | 0 | 0 | 0 | 0 | 0 | 0 | 0 | 0 | 0 | 0 | 0 | 0 | 0 | 0 | 0
Transformation processes | #DIV/0! | #DIV/0! | #DIV/0! | #DIV/0! | #DIV/0! | #DIV/0! | #DIV/0! | #DIV/0! | #DIV/0! | #DIV/0! | #DIV/0! | #DIV/0! | #DIV/0! | #DIV/0! | #DIV/0! | #DIV/0! | #DIV/0! | #DIV/0! | #DIV/0! | #DIV/0! | #DIV/0! | #DIV/0! | #DIV/0! | #DIV/0! | #DIV/0! | #DIV/0! | #DIV/0! | #DIV/0! | #DIV/0! | #DIV/0! | #DIV/0! | #DIV/0! | #DIV/0! | #DIV/0! | #DIV/0! | #DIV/0! | #DIV/0! | #DIV/0! | #DIV/0! | #DIV/0! | #DIV/0! | #DIV/0! | #DIV/0! | #DIV/0! | #DIV/0! | #DIV/0! | #DIV/0! | #DIV/0! | #DIV/0! | #DIV/0! | 0 | 0 | 0 | 0 | 0 | 0 | 0 | 0 | 0 | 0 | 0 | #DIV/0! | #DIV/0! | #DIV/0! | 0
Main activity producer electricity plants | 0 | 0 | 0 | 0 | 0 | 0 | 0 | 0 | 0 | 0 | 0 | 0 | 0 | 0 | 0 | 0 | 0 | 0 | 0 | 0 | 0 | 0 | 0 | 0 | 0 | 0 | 0 | 0 | 0 | 0 | 0 | 0 | 0 | 0 | 0 | 0 | 0 | 0 | 0 | 0 | 0 | 0 | 0 | 0 | 0 | 0 | 0 | 0 | 0 | 0 | 0 | 0 | 0 | 0 | 0 | 0 | 0 | 0 | 0 | 0 | 0 | 0 | 0 | 0 | 0
Autoproducer electricity plants | 0 | 0 | 0 | 0 | 0 | 0 | 0 | 0 | 0 | 0 | 0 | 0 | 0 | 0 | 0 | 0 | 0 | 0 | 0 | 0 | 0 | 0 | 0 | 0 | 0 | 0 | 0 | 0 | 0 | 0 | 0 | 0 | 0 | 0 | 0 | 0 | 0 | 0 | 0 | 0 | 0 | 0 | 0 | 0 | 0 | 0 | 0 | 0 | 0 | 0 | 0 | 0 | 0 | 0 | 0 | 0 | 0 | 0 | 0 | 0 | 0 | 0 | 0 | 0 | 0
Main activity producer CHP plants | #DIV/0! | #DIV/0! | #DIV/0! | #DIV/0! | #DIV/0! | #DIV/0! | #DIV/0! | #DIV/0! | #DIV/0! | #DIV/0! | #DIV/0! | #DIV/0! | 0 | 0 | 0 | 0 | 0 | #DIV/0! | 0 | 0 | 0 | 0 | 0 | 0 | 0 | 0 | 0 | 0 | 0 | 0 | 0 | 0 | 0 | 0 | 0 | 0 | 0 | 0 | 0 | 0 | 0 | #DIV/0! | #DIV/0! | #DIV/0! | #DIV/0! | #DIV/0! | 0 | 0 | 0 | #DIV/0! | 0 | 0 | 0 | 0 | 0 | 0 | 0 | 0 | 0 | 0 | 0 | 0 | #DIV/0! | #DIV/0! | 0
Autoproducer CHP plants | #DIV/0! | #DIV/0! | #DIV/0! | #DIV/0! | #DIV/0! | #DIV/0! | #DIV/0! | #DIV/0! | #DIV/0! | #DIV/0! | #DIV/0! | #DIV/0! | #DIV/0! | #DIV/0! | #DIV/0! | #DIV/0! | #DIV/0! | #DIV/0! | #DIV/0! | #DIV/0! | #DIV/0! | #DIV/0! | #DIV/0! | #DIV/0! | #DIV/0! | #DIV/0! | #DIV/0! | #DIV/0! | #DIV/0! | #DIV/0! | #DIV/0! | #DIV/0! | #DIV/0! | #DIV/0! | #DIV/0! | #DIV/0! | #DIV/0! | #DIV/0! | #DIV/0! | #DIV/0! | #DIV/0! | 0 | 0 | 0 | #DIV/0! | #DIV/0! | #DIV/0! | #DIV/0! | #DIV/0! | #DIV/0! | 0 | 0 | 0 | 0 | 0 | 0 | 0 | 0 | 0 | 0 | 0 | #DIV/0! | #DIV/0! | #DIV/0! | 0
Main activity producer heat plants | 0 | 0 | 0 | 0 | 0 | 0 | 0 | 0 | 0 | 0 | 0 | 0 | 0 | 0 | 0 | 0 | 0 | 0 | 0 | 0 | 0 | 0 | 0 | 0 | 0 | 0 | 0 | 0 | 0 | 0 | 0 | 0 | 0 | 0 | 0 | 0 | 0 | 0 | 0 | 0 | 0 | 0 | 0 | 0 | 0 | 0 | 0 | 0 | 0 | 0 | 0 | 0 | 0 | 0 | 0 | 0 | 0 | 0 | 0 | 0 | 0 | 0 | 0 | 0 | 0
Autoproducer heat plants | 0 | 0 | 0 | 0 | 0 | 0 | 0 | 0 | 0 | 0 | 0 | 0 | 0 | 0 | 0 | 0 | 0 | 0 | 0 | 0 | 0 | 0 | 0 | 0 | 0 | 0 | 0 | 0 | 0 | 0 | 0 | 0 | 0 | 0 | 0 | 0 | 0 | 0 | 0 | 0 | 0 | 0 | 0 | 0 | 0 | 0 | 0 | 0 | 0 | 0 | 0 | 0 | 0 | 0 | 0 | 0 | 0 | 0 | 0 | 0 | 0 | 0 | 0 | 0 | 0
Heat pumps | 0 | 0 | 0 | 0 | 0 | 0 | 0 | 0 | 0 | 0 | 0 | 0 | 0 | 0 | 0 | 0 | 0 | 0 | 0 | 0 | 0 | 0 | 0 | 0 | 0 | 0 | 0 | 0 | 0 | 0 | 0 | 0 | 0 | 0 | 0 | 0 | 0 | 0 | 0 | 0 | 0 | 0 | 0 | 0 | 0 | 0 | 0 | 0 | 0 | 0 | 0 | 0 | 0 | 0 | 0 | 0 | 0 | 0 | 0 | 0 | 0 | 0 | 0 | 0 | 0
Electric boilers | 0 | 0 | 0 | 0 | 0 | 0 | 0 | 0 | 0 | 0 | 0 | 0 | 0 | 0 | 0 | 0 | 0 | 0 | 0 | 0 | 0 | 0 | 0 | 0 | 0 | 0 | 0 | 0 | 0 | 0 | 0 | 0 | 0 | 0 | 0 | 0 | 0 | 0 | 0 | 0 | 0 | 0 | 0 | 0 | 0 | 0 | 0 | 0 | 0 | 0 | 0 | 0 | 0 | 0 | 0 | 0 | 0 | 0 | 0 | 0 | 0 | 0 | 0 | 0 | 0
Chemical heat for electricity production | 0 | 0 | 0 | 0 | 0 | 0 | 0 | 0 | 0 | 0 | 0 | 0 | 0 | 0 | 0 | 0 | 0 | 0 | 0 | 0 | 0 | 0 | 0 | 0 | 0 | 0 | 0 | 0 | 0 | 0 | 0 | 0 | 0 | 0 | 0 | 0 | 0 | 0 | 0 | 0 | 0 | 0 | 0 | 0 | 0 | 0 | 0 | 0 | 0 | 0 | 0 | 0 | 0 | 0 | 0 | 0 | 0 | 0 | 0 | 0 | 0 | 0 | 0 | 0 | 0
Blast furnaces | 0 | 0 | 0 | 0 | 0 | 0 | 0 | 0 | 0 | 0 | 0 | 0 | 0 | 0 | 0 | 0 | 0 | 0 | 0 | 0 | 0 | 0 | 0 | 0 | 0 | 0 | 0 | 0 | 0 | 0 | 0 | 0 | 0 | 0 | 0 | 0 | 0 | 0 | 0 | 0 | 0 | 0 | 0 | 0 | 0 | 0 | 0 | 0 | 0 | 0 | 0 | 0 | 0 | 0 | 0 | 0 | 0 | 0 | 0 | 0 | 0 | 0 | 0 | 0 | 0
Gas works | 0 | 0 | 0 | 0 | 0 | 0 | 0 | 0 | 0 | 0 | 0 | 0 | 0 | 0 | 0 | 0 | 0 | 0 | 0 | 0 | 0 | 0 | 0 | 0 | 0 | 0 | 0 | 0 | 0 | 0 | 0 | 0 | 0 | 0 | 0 | 0 | 0 | 0 | 0 | 0 | 0 | 0 | 0 | 0 | 0 | 0 | 0 | 0 | 0 | 0 | 0 | 0 | 0 | 0 | 0 | 0 | 0 | 0 | 0 | 0 | 0 | 0 | 0 | 0 | 0
Coke ovens | 0 | 0 | 0 | 0 | 0 | 0 | 0 | 0 | 0 | 0 | 0 | 0 | 0 | 0 | 0 | 0 | 0 | 0 | 0 | 0 | 0 | 0 | 0 | 0 | 0 | 0 | 0 | 0 | 0 | 0 | 0 | 0 | 0 | 0 | 0 | 0 | 0 | 0 | 0 | 0 | 0 | 0 | 0 | 0 | 0 | 0 | 0 | 0 | 0 | 0 | 0 | 0 | 0 | 0 | 0 | 0 | 0 | 0 | 0 | 0 | 0 | 0 | 0 | 0 | 0
Patent fuel plants | 0 | 0 | 0 | 0 | 0 | 0 | 0 | 0 | 0 | 0 | 0 | 0 | 0 | 0 | 0 | 0 | 0 | 0 | 0 | 0 | 0 | 0 | 0 | 0 | 0 | 0 | 0 | 0 | 0 | 0 | 0 | 0 | 0 | 0 | 0 | 0 | 0 | 0 | 0 | 0 | 0 | 0 | 0 | 0 | 0 | 0 | 0 | 0 | 0 | 0 | 0 | 0 | 0 | 0 | 0 | 0 | 0 | 0 | 0 | 0 | 0 | 0 | 0 | 0 | 0
BKB plants | 0 | 0 | 0 | 0 | 0 | 0 | 0 | 0 | 0 | 0 | 0 | 0 | 0 | 0 | 0 | 0 | 0 | 0 | 0 | 0 | 0 | 0 | 0 | 0 | 0 | 0 | 0 | 0 | 0 | 0 | 0 | 0 | 0 | 0 | 0 | 0 | 0 | 0 | 0 | 0 | 0 | 0 | 0 | 0 | 0 | 0 | 0 | 0 | 0 | 0 | 0 | 0 | 0 | 0 | 0 | 0 | 0 | 0 | 0 | 0 | 0 | 0 | 0 | 0 | 0
Oil refineries | 0 | 0 | 0 | 0 | 0 | 0 | 0 | 0 | 0 | 0 | 0 | 0 | 0 | 0 | 0 | 0 | 0 | 0 | 0 | 0 | 0 | 0 | 0 | 0 | 0 | 0 | 0 | 0 | 0 | 0 | 0 | 0 | 0 | 0 | 0 | 0 | 0 | 0 | 0 | 0 | 0 | 0 | 0 | 0 | 0 | 0 | 0 | 0 | 0 | 0 | 0 | 0 | 0 | 0 | 0 | 0 | 0 | 0 | 0 | 0 | 0 | 0 | 0 | 0 | 0
Petrochemical plants | 0 | 0 | 0 | 0 | 0 | 0 | 0 | 0 | 0 | 0 | 0 | 0 | 0 | 0 | 0 | 0 | 0 | 0 | 0 | 0 | 0 | 0 | 0 | 0 | 0 | 0 | 0 | 0 | 0 | 0 | 0 | 0 | 0 | 0 | 0 | 0 | 0 | 0 | 0 | 0 | 0 | 0 | 0 | 0 | 0 | 0 | 0 | 0 | 0 | 0 | 0 | 0 | 0 | 0 | 0 | 0 | 0 | 0 | 0 | 0 | 0 | 0 | 0 | 0 | 0
Coal liquefaction plants | 0 | 0 | 0 | 0 | 0 | 0 | 0 | 0 | 0 | 0 | 0 | 0 | 0 | 0 | 0 | 0 | 0 | 0 | 0 | 0 | 0 | 0 | 0 | 0 | 0 | 0 | 0 | 0 | 0 | 0 | 0 | 0 | 0 | 0 | 0 | 0 | 0 | 0 | 0 | 0 | 0 | 0 | 0 | 0 | 0 | 0 | 0 | 0 | 0 | 0 | 0 | 0 | 0 | 0 | 0 | 0 | 0 | 0 | 0 | 0 | 0 | 0 | 0 | 0 | 0
Gas-to-liquids (GTL) plants | 0 | 0 | 0 | 0 | 0 | 0 | 0 | 0 | 0 | 0 | 0 | 0 | 0 | 0 | 0 | 0 | 0 | 0 | 0 | 0 | 0 | 0 | 0 | 0 | 0 | 0 | 0 | 0 | 0 | 0 | 0 | 0 | 0 | 0 | 0 | 0 | 0 | 0 | 0 | 0 | 0 | 0 | 0 | 0 | 0 | 0 | 0 | 0 | 0 | 0 | 0 | 0 | 0 | 0 | 0 | 0 | 0 | 0 | 0 | 0 | 0 | 0 | 0 | 0 | 0
For blended natural gas | 0 | 0 | 0 | 0 | 0 | 0 | 0 | 0 | 0 | 0 | 0 | 0 | 0 | 0 | 0 | 0 | 0 | 0 | 0 | 0 | 0 | 0 | 0 | 0 | 0 | 0 | 0 | 0 | 0 | 0 | 0 | 0 | 0 | 0 | 0 | 0 | 0 | 0 | 0 | 0 | 0 | 0 | 0 | 0 | 0 | 0 | 0 | 0 | 0 | 0 | 0 | 0 | 0 | 0 | 0 | 0 | 0 | 0 | 0 | 0 | 0 | 0 | 0 | 0 | 0
Charcoal production plants | 0 | 0 | 0 | 0 | 0 | 0 | 0 | 0 | 0 | 0 | 0 | 0 | 0 | 0 | 0 | 0 | 0 | 0 | 0 | 0 | 0 | 0 | 0 | 0 | 0 | 0 | 0 | 0 | 0 | 0 | 0 | 0 | 0 | 0 | 0 | 0 | 0 | 0 | 0 | 0 | 0 | 0 | 0 | 0 | 0 | 0 | 0 | 0 | 0 | 0 | 0 | 0 | 0 | 0 | 0 | 0 | 0 | 0 | 0 | 0 | 0 | 0 | 0 | 0 | 0
Non-specified (transformation) | 0 | 0 | 0 | 0 | 0 | 0 | 0 | 0 | 0 | 0 | 0 | 0 | 0 | 0 | 0 | 0 | 0 | 0 | 0 | 0 | 0 | 0 | 0 | 0 | 0 | 0 | 0 | 0 | 0 | 0 | 0 | 0 | 0 | 0 | 0 | 0 | 0 | 0 | 0 | 0 | 0 | 0 | 0 | 0 | 0 | 0 | 0 | 0 | 0 | 0 | 0 | 0 | 0 | 0 | 0 | 0 | 0 | 0 | 0 | 0 | 0 | 0 | 0 | 0 | 0
Energy industry own use | 0 | 0 | #DIV/0! | #DIV/0! | #DIV/0! | #DIV/0! | 0 | #DIV/0! | #DIV/0! | #DIV/0! | #DIV/0! | #DIV/0! | 0 | 0 | 0 | 0 | 0 | #DIV/0! | 0 | #DIV/0! | #DIV/0! | #DIV/0! | #DIV/0! | #DIV/0! | #DIV/0! | #DIV/0! | #DIV/0! | #DIV/0! | #DIV/0! | #DIV/0! | #DIV/0! | #DIV/0! | #DIV/0! | #DIV/0! | #DIV/0! | #DIV/0! | #DIV/0! | #DIV/0! | #DIV/0! | #DIV/0! | #DIV/0! | 0 | 0 | 0 | 0 | 0 | 0 | 0 | 0 | 0 | 0 | 0 | 0 | 0 | 0 | 0 | 0 | 0 | 0 | 0 | 0 | 0 | #DIV/0! | #DIV/0! | 0
Coal mines | 0 | 0 | #DIV/0! | #DIV/0! | #DIV/0! | #DIV/0! | 0 | #DIV/0! | #DIV/0! | #DIV/0! | #DIV/0! | #DIV/0! | 0 | 0 | 0 | 0 | 0 | #DIV/0! | 0 | #DIV/0! | #DIV/0! | #DIV/0! | #DIV/0! | #DIV/0! | #DIV/0! | #DIV/0! | #DIV/0! | #DIV/0! | #DIV/0! | #DIV/0! | #DIV/0! | #DIV/0! | #DIV/0! | #DIV/0! | #DIV/0! | #DIV/0! | #DIV/0! | #DIV/0! | #DIV/0! | #DIV/0! | #DIV/0! | 0 | 0 | 0 | 0 | 0 | 0 | 0 | 0 | 0 | 0 | 0 | 0 | 0 | 0 | 0 | 0 | 0 | 0 | 0 | 0 | 0 | #DIV/0! | #DIV/0! | 0
Oil and gas extraction | 0 | 0 | #DIV/0! | #DIV/0! | #DIV/0! | #DIV/0! | 0 | #DIV/0! | #DIV/0! | #DIV/0! | #DIV/0! | #DIV/0! | 0 | 0 | 0 | 0 | 0 | #DIV/0! | 0 | #DIV/0! | #DIV/0! | #DIV/0! | #DIV/0! | #DIV/0! | #DIV/0! | #DIV/0! | #DIV/0! | #DIV/0! | #DIV/0! | #DIV/0! | #DIV/0! | #DIV/0! | #DIV/0! | #DIV/0! | #DIV/0! | #DIV/0! | #DIV/0! | #DIV/0! | #DIV/0! | #DIV/0! | #DIV/0! | 0 | 0 | 0 | 0 | 0 | 0 | 0 | 0 | 0 | 0 | 0 | 0 | 0 | 0 | 0 | 0 | 0 | 0 | 0 | 0 | 0 | #DIV/0! | #DIV/0! | 0
Blast furnaces | 0 | 0 | #DIV/0! | #DIV/0! | #DIV/0! | #DIV/0! | 0 | #DIV/0! | #DIV/0! | #DIV/0! | #DIV/0! | #DIV/0! | 0 | 0 | 0 | 0 | 0 | #DIV/0! | 0 | #DIV/0! | #DIV/0! | #DIV/0! | #DIV/0! | #DIV/0! | #DIV/0! | #DIV/0! | #DIV/0! | #DIV/0! | #DIV/0! | #DIV/0! | #DIV/0! | #DIV/0! | #DIV/0! | #DIV/0! | #DIV/0! | #DIV/0! | #DIV/0! | #DIV/0! | #DIV/0! | #DIV/0! | #DIV/0! | 0 | 0 | 0 | 0 | 0 | 0 | 0 | 0 | 0 | 0 | 0 | 0 | 0 | 0 | 0 | 0 | 0 | 0 | 0 | 0 | 0 | #DIV/0! | #DIV/0! | 0
Gas works | 0 | 0 | #DIV/0! | #DIV/0! | #DIV/0! | #DIV/0! | 0 | #DIV/0! | #DIV/0! | #DIV/0! | #DIV/0! | #DIV/0! | 0 | 0 | 0 | 0 | 0 | #DIV/0! | 0 | #DIV/0! | #DIV/0! | #DIV/0! | #DIV/0! | #DIV/0! | #DIV/0! | #DIV/0! | #DIV/0! | #DIV/0! | #DIV/0! | #DIV/0! | #DIV/0! | #DIV/0! | #DIV/0! | #DIV/0! | #DIV/0! | #DIV/0! | #DIV/0! | #DIV/0! | #DIV/0! | #DIV/0! | #DIV/0! | 0 | 0 | 0 | 0 | 0 | 0 | 0 | 0 | 0 | 0 | 0 | 0 | 0 | 0 | 0 | 0 | 0 | 0 | 0 | 0 | 0 | #DIV/0! | #DIV/0! | 0
Gasification plants for biogases | 0 | 0 | #DIV/0! | #DIV/0! | #DIV/0! | #DIV/0! | 0 | #DIV/0! | #DIV/0! | #DIV/0! | #DIV/0! | #DIV/0! | 0 | 0 | 0 | 0 | 0 | #DIV/0! | 0 | #DIV/0! | #DIV/0! | #DIV/0! | #DIV/0! | #DIV/0! | #DIV/0! | #DIV/0! | #DIV/0! | #DIV/0! | #DIV/0! | #DIV/0! | #DIV/0! | #DIV/0! | #DIV/0! | #DIV/0! | #DIV/0! | #DIV/0! | #DIV/0! | #DIV/0! | #DIV/0! | #DIV/0! | #DIV/0! | 0 | 0 | 0 | 0 | 0 | 0 | 0 | 0 | 0 | 0 | 0 | 0 | 0 | 0 | 0 | 0 | 0 | 0 | 0 | 0 | 0 | #DIV/0! | #DIV/0! | 0
Coke ovens | 0 | 0 | #DIV/0! | #DIV/0! | #DIV/0! | #DIV/0! | 0 | #DIV/0! | #DIV/0! | #DIV/0! | #DIV/0! | #DIV/0! | 0 | 0 | 0 | 0 | 0 | #DIV/0! | 0 | #DIV/0! | #DIV/0! | #DIV/0! | #DIV/0! | #DIV/0! | #DIV/0! | #DIV/0! | #DIV/0! | #DIV/0! | #DIV/0! | #DIV/0! | #DIV/0! | #DIV/0! | #DIV/0! | #DIV/0! | #DIV/0! | #DIV/0! | #DIV/0! | #DIV/0! | #DIV/0! | #DIV/0! | #DIV/0! | 0 | 0 | 0 | 0 | 0 | 0 | 0 | 0 | 0 | 0 | 0 | 0 | 0 | 0 | 0 | 0 | 0 | 0 | 0 | 0 | 0 | #DIV/0! | #DIV/0! | 0
Patent fuel plants | 0 | 0 | #DIV/0! | #DIV/0! | #DIV/0! | #DIV/0! | 0 | #DIV/0! | #DIV/0! | #DIV/0! | #DIV/0! | #DIV/0! | 0 | 0 | 0 | 0 | 0 | #DIV/0! | 0 | #DIV/0! | #DIV/0! | #DIV/0! | #DIV/0! | #DIV/0! | #DIV/0! | #DIV/0! | #DIV/0! | #DIV/0! | #DIV/0! | #DIV/0! | #DIV/0! | #DIV/0! | #DIV/0! | #DIV/0! | #DIV/0! | #DIV/0! | #DIV/0! | #DIV/0! | #DIV/0! | #DIV/0! | #DIV/0! | 0 | 0 | 0 | 0 | 0 | 0 | 0 | 0 | 0 | 0 | 0 | 0 | 0 | 0 | 0 | 0 | 0 | 0 | 0 | 0 | 0 | #DIV/0! | #DIV/0! | 0
BKB plants | 0 | 0 | #DIV/0! | #DIV/0! | #DIV/0! | #DIV/0! | 0 | #DIV/0! | #DIV/0! | #DIV/0! | #DIV/0! | #DIV/0! | 0 | 0 | 0 | 0 | 0 | #DIV/0! | 0 | #DIV/0! | #DIV/0! | #DIV/0! | #DIV/0! | #DIV/0! | #DIV/0! | #DIV/0! | #DIV/0! | #DIV/0! | #DIV/0! | #DIV/0! | #DIV/0! | #DIV/0! | #DIV/0! | #DIV/0! | #DIV/0! | #DIV/0! | #DIV/0! | #DIV/0! | #DIV/0! | #DIV/0! | #DIV/0! | 0 | 0 | 0 | 0 | 0 | 0 | 0 | 0 | 0 | 0 | 0 | 0 | 0 | 0 | 0 | 0 | 0 | 0 | 0 | 0 | 0 | #DIV/0! | #DIV/0! | 0
Oil refineries | 0 | 0 | #DIV/0! | #DIV/0! | #DIV/0! | #DIV/0! | 0 | #DIV/0! | #DIV/0! | #DIV/0! | #DIV/0! | #DIV/0! | 0 | 0 | 0 | 0 | 0 | #DIV/0! | 0 | #DIV/0! | #DIV/0! | #DIV/0! | #DIV/0! | #DIV/0! | #DIV/0! | #DIV/0! | #DIV/0! | #DIV/0! | #DIV/0! | #DIV/0! | #DIV/0! | #DIV/0! | #DIV/0! | #DIV/0! | #DIV/0! | #DIV/0! | #DIV/0! | #DIV/0! | #DIV/0! | #DIV/0! | #DIV/0! | 0 | 0 | 0 | 0 | 0 | 0 | 0 | 0 | 0 | 0 | 0 | 0 | 0 | 0 | 0 | 0 | 0 | 0 | 0 | 0 | 0 | #DIV/0! | #DIV/0! | 0
Coal liquefaction plants | 0 | 0 | #DIV/0! | #DIV/0! | #DIV/0! | #DIV/0! | 0 | #DIV/0! | #DIV/0! | #DIV/0! | #DIV/0! | #DIV/0! | 0 | 0 | 0 | 0 | 0 | #DIV/0! | 0 | #DIV/0! | #DIV/0! | #DIV/0! | #DIV/0! | #DIV/0! | #DIV/0! | #DIV/0! | #DIV/0! | #DIV/0! | #DIV/0! | #DIV/0! | #DIV/0! | #DIV/0! | #DIV/0! | #DIV/0! | #DIV/0! | #DIV/0! | #DIV/0! | #DIV/0! | #DIV/0! | #DIV/0! | #DIV/0! | 0 | 0 | 0 | 0 | 0 | 0 | 0 | 0 | 0 | 0 | 0 | 0 | 0 | 0 | 0 | 0 | 0 | 0 | 0 | 0 | 0 | #DIV/0! | #DIV/0! | 0
Liquefaction (LNG) / regasification plants | 0 | 0 | #DIV/0! | #DIV/0! | #DIV/0! | #DIV/0! | 0 | #DIV/0! | #DIV/0! | #DIV/0! | #DIV/0! | #DIV/0! | 0 | 0 | 0 | 0 | 0 | #DIV/0! | 0 | #DIV/0! | #DIV/0! | #DIV/0! | #DIV/0! | #DIV/0! | #DIV/0! | #DIV/0! | #DIV/0! | #DIV/0! | #DIV/0! | #DIV/0! | #DIV/0! | #DIV/0! | #DIV/0! | #DIV/0! | #DIV/0! | #DIV/0! | #DIV/0! | #DIV/0! | #DIV/0! | #DIV/0! | #DIV/0! | 0 | 0 | 0 | 0 | 0 | 0 | 0 | 0 | 0 | 0 | 0 | 0 | 0 | 0 | 0 | 0 | 0 | 0 | 0 | 0 | 0 | #DIV/0! | #DIV/0! | 0
Gas-to-liquids (GTL) plants | 0 | 0 | #DIV/0! | #DIV/0! | #DIV/0! | #DIV/0! | 0 | #DIV/0! | #DIV/0! | #DIV/0! | #DIV/0! | #DIV/0! | 0 | 0 | 0 | 0 | 0 | #DIV/0! | 0 | #DIV/0! | #DIV/0! | #DIV/0! | #DIV/0! | #DIV/0! | #DIV/0! | #DIV/0! | #DIV/0! | #DIV/0! | #DIV/0! | #DIV/0! | #DIV/0! | #DIV/0! | #DIV/0! | #DIV/0! | #DIV/0! | #DIV/0! | #DIV/0! | #DIV/0! | #DIV/0! | #DIV/0! | #DIV/0! | 0 | 0 | 0 | 0 | 0 | 0 | 0 | 0 | 0 | 0 | 0 | 0 | 0 | 0 | 0 | 0 | 0 | 0 | 0 | 0 | 0 | #DIV/0! | #DIV/0! | 0
Own use in electricity, CHP and heat plants | 0 | 0 | 0 | 0 | 0 | 0 | 0 | 0 | 0 | 0 | 0 | 0 | 0 | 0 | 0 | 0 | 0 | 0 | 0 | 0 | 0 | 0 | 0 | 0 | 0 | 0 | 0 | 0 | 0 | 0 | 0 | 0 | 0 | 0 | 0 | 0 | 0 | 0 | 0 | 0 | 0 | 0 | 0 | 0 | 0 | 0 | 0 | 0 | 0 | 0 | 0 | 0 | 0 | 0 | 0 | 0 | 0 | 0 | 0 | 0 | 0 | 0 | 0 | 0 | 0
Pumped storage plants | 0 | 0 | 0 | 0 | 0 | 0 | 0 | 0 | 0 | 0 | 0 | 0 | 0 | 0 | 0 | 0 | 0 | 0 | 0 | 0 | 0 | 0 | 0 | 0 | 0 | 0 | 0 | 0 | 0 | 0 | 0 | 0 | 0 | 0 | 0 | 0 | 0 | 0 | 0 | 0 | 0 | 0 | 0 | 0 | 0 | 0 | 0 | 0 | 0 | 0 | 0 | 0 | 0 | 0 | 0 | 0 | 0 | 0 | 0 | 0 | 0 | 0 | 0 | 0 | 0
Nuclear industry | 0 | 0 | 0 | 0 | 0 | 0 | 0 | 0 | 0 | 0 | 0 | 0 | 0 | 0 | 0 | 0 | 0 | 0 | 0 | 0 | 0 | 0 | 0 | 0 | 0 | 0 | 0 | 0 | 0 | 0 | 0 | 0 | 0 | 0 | 0 | 0 | 0 | 0 | 0 | 0 | 0 | 0 | 0 | 0 | 0 | 0 | 0 | 0 | 0 | 0 | 0 | 0 | 0 | 0 | 0 | 0 | 0 | 0 | 0 | 0 | 0 | 0 | 0 | 0 | 0
Charcoal production plants | 0 | 0 | #DIV/0! | #DIV/0! | #DIV/0! | #DIV/0! | 0 | #DIV/0! | #DIV/0! | #DIV/0! | #DIV/0! | #DIV/0! | 0 | 0 | 0 | 0 | 0 | #DIV/0! | 0 | #DIV/0! | #DIV/0! | #DIV/0! | #DIV/0! | #DIV/0! | #DIV/0! | #DIV/0! | #DIV/0! | #DIV/0! | #DIV/0! | #DIV/0! | #DIV/0! | #DIV/0! | #DIV/0! | #DIV/0! | #DIV/0! | #DIV/0! | #DIV/0! | #DIV/0! | #DIV/0! | #DIV/0! | #DIV/0! | 0 | 0 | 0 | 0 | 0 | 0 | 0 | 0 | 0 | 0 | 0 | 0 | 0 | 0 | 0 | 0 | 0 | 0 | 0 | 0 | 0 | #DIV/0! | #DIV/0! | 0
Non-specified (energy) | 0 | 0 | #DIV/0! | #DIV/0! | #DIV/0! | #DIV/0! | 0 | #DIV/0! | #DIV/0! | #DIV/0! | #DIV/0! | #DIV/0! | 0 | 0 | 0 | 0 | 0 | #DIV/0! | 0 | #DIV/0! | #DIV/0! | #DIV/0! | #DIV/0! | #DIV/0! | #DIV/0! | #DIV/0! | #DIV/0! | #DIV/0! | #DIV/0! | #DIV/0! | #DIV/0! | #DIV/0! | #DIV/0! | #DIV/0! | #DIV/0! | #DIV/0! | #DIV/0! | #DIV/0! | #DIV/0! | #DIV/0! | #DIV/0! | 0 | 0 | 0 | 0 | 0 | 0 | 0 | 0 | 0 | 0 | 0 | 0 | 0 | 0 | 0 | 0 | 0 | 0 | 0 | 0 | 0 | #DIV/0! | #DIV/0! | 0
Losses | 0 | 0 | 0 | 0 | 0 | 0 | 0 | 0 | 0 | 0 | 0 | 0 | 0 | 0 | 0 | 0 | 0 | 0 | 0 | 0 | 0 | 0 | 0 | 0 | 0 | 0 | 0 | 0 | 0 | 0 | 0 | 0 | 0 | 0 | 0 | 0 | 0 | 0 | 0 | 0 | 0 | 0 | 0 | 0 | 0 | 0 | 0 | 0 | 0 | 0 | 0 | 0 | 0 | 0 | 0 | 0 | 0 | 0 | 0 | 0 | 0 | 0 | 0 | 0 | 0
Total final consumption | 0 | 0 | 0 | 0 | 0 | 0 | #DIV/0! | 0 | 0 | 0 | 0 | 0 | #DIV/0! | #DIV/0! | #DIV/0! | #DIV/0! | 0 | #DIV/0! | 0 | 0 | 0 | 0 | 0 | 0 | 0 | 0 | 0 | 0 | 0 | 0 | 0 | 0 | 0 | 0 | 0 | 0 | 0 | 0 | 0 | 0 | 0 | 0 | 0 | 0 | #DIV/0! | #DIV/0! | #DIV/0! | #DIV/0! | #DIV/0! | #DIV/0! | 0 | 0 | 0 | 0 | 0 | 0 | 0 | 0 | 0 | 0 | 0 | 0 | #DIV/0! | #DIV/0! | 0
Industry | 0 | 0 | 0 | 0 | 0 | 0 | #DIV/0! | 0 | 0 | 0 | 0 | 0 | #DIV/0! | #DIV/0! | #DIV/0! | #DIV/0! | 0 | #DIV/0! | 0 | 0 | 0 | 0 | 0 | 0 | 0 | 0 | 0 | 0 | 0 | 0 | 0 | 0 | 0 | 0 | 0 | 0 | 0 | 0 | 0 | 0 | 0 | 0 | 0 | 0 | #DIV/0! | #DIV/0! | #DIV/0! | #DIV/0! | #DIV/0! | #DIV/0! | 0 | 0 | 0 | 0 | 0 | 0 | 0 | 0 | 0 | 0 | 0 | 0 | #DIV/0! | #DIV/0! | 0
Iron and steel | 0 | 0 | 0 | 0 | 0 | 0 | #DIV/0! | 0 | 0 | 0 | 0 | 0 | #DIV/0! | #DIV/0! | #DIV/0! | #DIV/0! | 0 | #DIV/0! | 0 | 0 | 0 | 0 | 0 | 0 | 0 | 0 | 0 | 0 | 0 | 0 | 0 | 0 | 0 | 0 | 0 | 0 | 0 | 0 | 0 | 0 | 0 | 0 | 0 | 0 | #DIV/0! | #DIV/0! | #DIV/0! | #DIV/0! | #DIV/0! | #DIV/0! | 0 | 0 | 0 | 0 | 0 | 0 | 0 | 0 | 0 | 0 | 0 | 0 | #DIV/0! | #DIV/0! | 0
Chemical and petrochemical | 0 | 0 | 0 | 0 | 0 | 0 | #DIV/0! | 0 | 0 | 0 | 0 | 0 | #DIV/0! | #DIV/0! | #DIV/0! | #DIV/0! | 0 | #DIV/0! | 0 | 0 | 0 | 0 | 0 | 0 | 0 | 0 | 0 | 0 | 0 | 0 | 0 | 0 | 0 | 0 | 0 | 0 | 0 | 0 | 0 | 0 | 0 | 0 | 0 | 0 | #DIV/0! | #DIV/0! | #DIV/0! | #DIV/0! | #DIV/0! | #DIV/0! | 0 | 0 | 0 | 0 | 0 | 0 | 0 | 0 | 0 | 0 | 0 | 0 | #DIV/0! | #DIV/0! | 0
Non-ferrous metals | 0 | 0 | 0 | 0 | 0 | 0 | #DIV/0! | 0 | 0 | 0 | 0 | 0 | #DIV/0! | #DIV/0! | #DIV/0! | #DIV/0! | 0 | #DIV/0! | 0 | 0 | 0 | 0 | 0 | 0 | 0 | 0 | 0 | 0 | 0 | 0 | 0 | 0 | 0 | 0 | 0 | 0 | 0 | 0 | 0 | 0 | 0 | 0 | 0 | 0 | #DIV/0! | #DIV/0! | #DIV/0! | #DIV/0! | #DIV/0! | #DIV/0! | 0 | 0 | 0 | 0 | 0 | 0 | 0 | 0 | 0 | 0 | 0 | 0 | #DIV/0! | #DIV/0! | 0
Non-metallic minerals | 0 | 0 | 0 | 0 | 0 | 0 | #DIV/0! | 0 | 0 | 0 | 0 | 0 | #DIV/0! | #DIV/0! | #DIV/0! | #DIV/0! | 0 | #DIV/0! | 0 | 0 | 0 | 0 | 0 | 0 | 0 | 0 | 0 | 0 | 0 | 0 | 0 | 0 | 0 | 0 | 0 | 0 | 0 | 0 | 0 | 0 | 0 | 0 | 0 | 0 | #DIV/0! | #DIV/0! | #DIV/0! | #DIV/0! | #DIV/0! | #DIV/0! | 0 | 0 | 0 | 0 | 0 | 0 | 0 | 0 | 0 | 0 | 0 | 0 | #DIV/0! | #DIV/0! | 0
Transport equipment | 0 | 0 | 0 | 0 | 0 | 0 | #DIV/0! | 0 | 0 | 0 | 0 | 0 | #DIV/0! | #DIV/0! | #DIV/0! | #DIV/0! | 0 | #DIV/0! | 0 | 0 | 0 | 0 | 0 | 0 | 0 | 0 | 0 | 0 | 0 | 0 | 0 | 0 | 0 | 0 | 0 | 0 | 0 | 0 | 0 | 0 | 0 | 0 | 0 | 0 | #DIV/0! | #DIV/0! | #DIV/0! | #DIV/0! | #DIV/0! | #DIV/0! | 0 | 0 | 0 | 0 | 0 | 0 | 0 | 0 | 0 | 0 | 0 | 0 | #DIV/0! | #DIV/0! | 0
Machinery | 0 | 0 | 0 | 0 | 0 | 0 | #DIV/0! | 0 | 0 | 0 | 0 | 0 | #DIV/0! | #DIV/0! | #DIV/0! | #DIV/0! | 0 | #DIV/0! | 0 | 0 | 0 | 0 | 0 | 0 | 0 | 0 | 0 | 0 | 0 | 0 | 0 | 0 | 0 | 0 | 0 | 0 | 0 | 0 | 0 | 0 | 0 | 0 | 0 | 0 | #DIV/0! | #DIV/0! | #DIV/0! | #DIV/0! | #DIV/0! | #DIV/0! | 0 | 0 | 0 | 0 | 0 | 0 | 0 | 0 | 0 | 0 | 0 | 0 | #DIV/0! | #DIV/0! | 0
Mining and quarrying | 0 | 0 | 0 | 0 | 0 | 0 | #DIV/0! | 0 | 0 | 0 | 0 | 0 | #DIV/0! | #DIV/0! | #DIV/0! | #DIV/0! | 0 | #DIV/0! | 0 | 0 | 0 | 0 | 0 | 0 | 0 | 0 | 0 | 0 | 0 | 0 | 0 | 0 | 0 | 0 | 0 | 0 | 0 | 0 | 0 | 0 | 0 | 0 | 0 | 0 | #DIV/0! | #DIV/0! | #DIV/0! | #DIV/0! | #DIV/0! | #DIV/0! | 0 | 0 | 0 | 0 | 0 | 0 | 0 | 0 | 0 | 0 | 0 | 0 | #DIV/0! | #DIV/0! | 0
Food and tobacco | 0 | 0 | 0 | 0 | 0 | 0 | #DIV/0! | 0 | 0 | 0 | 0 | 0 | #DIV/0! | #DIV/0! | #DIV/0! | #DIV/0! | 0 | #DIV/0! | 0 | 0 | 0 | 0 | 0 | 0 | 0 | 0 | 0 | 0 | 0 | 0 | 0 | 0 | 0 | 0 | 0 | 0 | 0 | 0 | 0 | 0 | 0 | 0 | 0 | 0 | #DIV/0! | #DIV/0! | #DIV/0! | #DIV/0! | #DIV/0! | #DIV/0! | 0 | 0 | 0 | 0 | 0 | 0 | 0 | 0 | 0 | 0 | 0 | 0 | #DIV/0! | #DIV/0! | 0
Paper, pulp and print | 0 | 0 | 0 | 0 | 0 | 0 | #DIV/0! | 0 | 0 | 0 | 0 | 0 | #DIV/0! | #DIV/0! | #DIV/0! | #DIV/0! | 0 | #DIV/0! | 0 | 0 | 0 | 0 | 0 | 0 | 0 | 0 | 0 | 0 | 0 | 0 | 0 | 0 | 0 | 0 | 0 | 0 | 0 | 0 | 0 | 0 | 0 | 0 | 0 | 0 | #DIV/0! | #DIV/0! | #DIV/0! | #DIV/0! | #DIV/0! | #DIV/0! | 0 | 0 | 0 | 0 | 0 | 0 | 0 | 0 | 0 | 0 | 0 | 0 | #DIV/0! | #DIV/0! | 0
Wood and wood products | 0 | 0 | 0 | 0 | 0 | 0 | #DIV/0! | 0 | 0 | 0 | 0 | 0 | #DIV/0! | #DIV/0! | #DIV/0! | #DIV/0! | 0 | #DIV/0! | 0 | 0 | 0 | 0 | 0 | 0 | 0 | 0 | 0 | 0 | 0 | 0 | 0 | 0 | 0 | 0 | 0 | 0 | 0 | 0 | 0 | 0 | 0 | 0 | 0 | 0 | #DIV/0! | #DIV/0! | #DIV/0! | #DIV/0! | #DIV/0! | #DIV/0! | 0 | 0 | 0 | 0 | 0 | 0 | 0 | 0 | 0 | 0 | 0 | 0 | #DIV/0! | #DIV/0! | 0
Construction | 0 | 0 | 0 | 0 | 0 | 0 | #DIV/0! | 0 | 0 | 0 | 0 | 0 | #DIV/0! | #DIV/0! | #DIV/0! | #DIV/0! | 0 | #DIV/0! | 0 | 0 | 0 | 0 | 0 | 0 | 0 | 0 | 0 | 0 | 0 | 0 | 0 | 0 | 0 | 0 | 0 | 0 | 0 | 0 | 0 | 0 | 0 | 0 | 0 | 0 | #DIV/0! | #DIV/0! | #DIV/0! | #DIV/0! | #DIV/0! | #DIV/0! | 0 | 0 | 0 | 0 | 0 | 0 | 0 | 0 | 0 | 0 | 0 | 0 | #DIV/0! | #DIV/0! | 0
Textile and leather | 0 | 0 | 0 | 0 | 0 | 0 | #DIV/0! | 0 | 0 | 0 | 0 | 0 | #DIV/0! | #DIV/0! | #DIV/0! | #DIV/0! | 0 | #DIV/0! | 0 | 0 | 0 | 0 | 0 | 0 | 0 | 0 | 0 | 0 | 0 | 0 | 0 | 0 | 0 | 0 | 0 | 0 | 0 | 0 | 0 | 0 | 0 | 0 | 0 | 0 | #DIV/0! | #DIV/0! | #DIV/0! | #DIV/0! | #DIV/0! | #DIV/0! | 0 | 0 | 0 | 0 | 0 | 0 | 0 | 0 | 0 | 0 | 0 | 0 | #DIV/0! | #DIV/0! | 0
Non-specified (industry) | 0 | 0 | 0 | 0 | 0 | 0 | #DIV/0! | 0 | 0 | 0 | 0 | 0 | #DIV/0! | #DIV/0! | #DIV/0! | #DIV/0! | 0 | #DIV/0! | 0 | 0 | 0 | 0 | 0 | 0 | 0 | 0 | 0 | 0 | 0 | 0 | 0 | 0 | 0 | 0 | 0 | 0 | 0 | 0 | 0 | 0 | 0 | 0 | 0 | 0 | #DIV/0! | #DIV/0! | #DIV/0! | #DIV/0! | #DIV/0! | #DIV/0! | 0 | 0 | 0 | 0 | 0 | 0 | 0 | 0 | 0 | 0 | 0 | 0 | #DIV/0! | #DIV/0! | 0
Transport | 0 | 0 | 0 | 0 | 0 | 0 | 0 | 0 | 0 | 0 | 0 | 0 | 0 | 0 | 0 | 0 | 0 | 0 | 0 | 0 | 0 | 0 | 0 | 0 | 0 | 0 | 0 | 0 | 0 | 0 | 0 | 0 | 0 | 0 | 0 | 0 | 0 | 0 | 0 | 0 | 0 | 0 | 0 | 0 | 0 | 0 | 0 | 0 | 0 | 0 | 0 | 0 | 0 | 0 | 0 | 0 | 0 | 0 | 0 | 0 | 0 | 0 | 0 | 0 | 0
Domestic aviation | 0 | 0 | 0 | 0 | 0 | 0 | 0 | 0 | 0 | 0 | 0 | 0 | 0 | 0 | 0 | 0 | 0 | 0 | 0 | 0 | 0 | 0 | 0 | 0 | 0 | 0 | 0 | 0 | 0 | 0 | 0 | 0 | 0 | 0 | 0 | 0 | 0 | 0 | 0 | 0 | 0 | 0 | 0 | 0 | 0 | 0 | 0 | 0 | 0 | 0 | 0 | 0 | 0 | 0 | 0 | 0 | 0 | 0 | 0 | 0 | 0 | 0 | 0 | 0 | 0
Road | 0 | 0 | 0 | 0 | 0 | 0 | 0 | 0 | 0 | 0 | 0 | 0 | 0 | 0 | 0 | 0 | 0 | 0 | 0 | 0 | 0 | 0 | 0 | 0 | 0 | 0 | 0 | 0 | 0 | 0 | 0 | 0 | 0 | 0 | 0 | 0 | 0 | 0 | 0 | 0 | 0 | 0 | 0 | 0 | 0 | 0 | 0 | 0 | 0 | 0 | 0 | 0 | 0 | 0 | 0 | 0 | 0 | 0 | 0 | 0 | 0 | 0 | 0 | 0 | 0
Rail | 0 | 0 | 0 | 0 | 0 | 0 | 0 | 0 | 0 | 0 | 0 | 0 | 0 | 0 | 0 | 0 | 0 | 0 | 0 | 0 | 0 | 0 | 0 | 0 | 0 | 0 | 0 | 0 | 0 | 0 | 0 | 0 | 0 | 0 | 0 | 0 | 0 | 0 | 0 | 0 | 0 | 0 | 0 | 0 | 0 | 0 | 0 | 0 | 0 | 0 | 0 | 0 | 0 | 0 | 0 | 0 | 0 | 0 | 0 | 0 | 0 | 0 | 0 | 0 | 0
Pipeline transport | 0 | 0 | 0 | 0 | 0 | 0 | 0 | 0 | 0 | 0 | 0 | 0 | 0 | 0 | 0 | 0 | 0 | 0 | 0 | 0 | 0 | 0 | 0 | 0 | 0 | 0 | 0 | 0 | 0 | 0 | 0 | 0 | 0 | 0 | 0 | 0 | 0 | 0 | 0 | 0 | 0 | 0 | 0 | 0 | 0 | 0 | 0 | 0 | 0 | 0 | 0 | 0 | 0 | 0 | 0 | 0 | 0 | 0 | 0 | 0 | 0 | 0 | 0 | 0 | 0
Domestic navigation | 0 | 0 | 0 | 0 | 0 | 0 | 0 | 0 | 0 | 0 | 0 | 0 | 0 | 0 | 0 | 0 | 0 | 0 | 0 | 0 | 0 | 0 | 0 | 0 | 0 | 0 | 0 | 0 | 0 | 0 | 0 | 0 | 0 | 0 | 0 | 0 | 0 | 0 | 0 | 0 | 0 | 0 | 0 | 0 | 0 | 0 | 0 | 0 | 0 | 0 | 0 | 0 | 0 | 0 | 0 | 0 | 0 | 0 | 0 | 0 | 0 | 0 | 0 | 0 | 0
Non-specified (transport) | 0 | 0 | 0 | 0 | 0 | 0 | 0 | 0 | 0 | 0 | 0 | 0 | 0 | 0 | 0 | 0 | 0 | 0 | 0 | 0 | 0 | 0 | 0 | 0 | 0 | 0 | 0 | 0 | 0 | 0 | 0 | 0 | 0 | 0 | 0 | 0 | 0 | 0 | 0 | 0 | 0 | 0 | 0 | 0 | 0 | 0 | 0 | 0 | 0 | 0 | 0 | 0 | 0 | 0 | 0 | 0 | 0 | 0 | 0 | 0 | 0 | 0 | 0 | 0 | 0
Other | 0 | 0 | 0 | 0 | 0 | 0 | 0 | 0 | 0 | 0 | 0 | 0 | 0 | 0 | 0 | 0 | 0 | #DIV/0! | 0 | 0 | 0 | 0 | 0 | 0 | 0 | 0 | 0 | 0 | 0 | 0 | 0 | 0 | 0 | 0 | 0 | 0 | 0 | 0 | 0 | 0 | 0 | 0 | 0 | 0 | #DIV/0! | #DIV/0! | 0 | 0 | 0 | #DIV/0! | 0 | 0 | 0 | 0 | 0 | 0 | 0 | 0 | 0 | 0 | 0 | 0 | #DIV/0! | #DIV/0! | 0
Residential | 0 | 0 | 0 | 0 | 0 | 0 | 0 | 0 | 0 | 0 | 0 | 0 | 0 | 0 | 0 | 0 | 0 | #DIV/0! | 0 | 0 | 0 | 0 | 0 | 0 | 0 | 0 | 0 | 0 | 0 | 0 | 0 | 0 | 0 | 0 | 0 | 0 | 0 | 0 | 0 | 0 | 0 | 0 | 0 | 0 | #DIV/0! | #DIV/0! | 0 | 0 | 0 | #DIV/0! | 0 | 0 | 0 | 0 | 0 | 0 | 0 | 0 | 0 | 0 | 0 | 0 | #DIV/0! | #DIV/0! | 0
Commercial and public services | 0 | 0 | 0 | 0 | 0 | 0 | 0 | 0 | 0 | 0 | 0 | 0 | 0 | 0 | 0 | 0 | 0 | #DIV/0! | 0 | 0 | 0 | 0 | 0 | 0 | 0 | 0 | 0 | 0 | 0 | 0 | 0 | 0 | 0 | 0 | 0 | 0 | 0 | 0 | 0 | 0 | 0 | 0 | 0 | 0 | #DIV/0! | #DIV/0! | 0 | 0 | 0 | #DIV/0! | 0 | 0 | 0 | 0 | 0 | 0 | 0 | 0 | 0 | 0 | 0 | 0 | #DIV/0! | #DIV/0! | 0
Agriculture/forestry | 0 | 0 | 0 | 0 | 0 | 0 | 0 | 0 | 0 | 0 | 0 | 0 | 0 | 0 | 0 | 0 | 0 | #DIV/0! | 0 | 0 | 0 | 0 | 0 | 0 | 0 | 0 | 0 | 0 | 0 | 0 | 0 | 0 | 0 | 0 | 0 | 0 | 0 | 0 | 0 | 0 | 0 | 0 | 0 | 0 | #DIV/0! | #DIV/0! | 0 | 0 | 0 | #DIV/0! | 0 | 0 | 0 | 0 | 0 | 0 | 0 | 0 | 0 | 0 | 0 | 0 | #DIV/0! | #DIV/0! | 0
Fishing | 0 | 0 | 0 | 0 | 0 | 0 | 0 | 0 | 0 | 0 | 0 | 0 | 0 | 0 | 0 | 0 | 0 | 0 | 0 | 0 | 0 | 0 | 0 | 0 | 0 | 0 | 0 | 0 | 0 | 0 | 0 | 0 | 0 | 0 | 0 | 0 | 0 | 0 | 0 | 0 | 0 | 0 | 0 | 0 | 0 | 0 | 0 | 0 | 0 | 0 | 0 | 0 | 0 | 0 | 0 | 0 | 0 | 0 | 0 | 0 | 0 | 0 | 0 | 0 | 0
Non-specified (other) | 0 | 0 | 0 | 0 | 0 | 0 | 0 | 0 | 0 | 0 | 0 | 0 | 0 | 0 | 0 | 0 | 0 | 0 | 0 | 0 | 0 | 0 | 0 | 0 | 0 | 0 | 0 | 0 | 0 | 0 | 0 | 0 | 0 | 0 | 0 | 0 | 0 | 0 | 0 | 0 | 0 | 0 | 0 | 0 | 0 | 0 | 0 | 0 | 0 | 0 | 0 | 0 | 0 | 0 | 0 | 0 | 0 | 0 | 0 | 0 | 0 | 0 | 0 | 0 | 0
Non-energy use | 0 | 0 | 0 | 0 | 0 | 0 | 0 | 0 | 0 | 0 | 0 | 0 | 0 | 0 | 0 | 0 | 0 | 0 | 0 | 0 | 0 | 0 | 0 | 0 | 0 | 0 | 0 | 0 | 0 | 0 | 0 | 0 | 0 | 0 | 0 | 0 | 0 | 0 | 0 | 0 | 0 | 0 | 0 | 0 | 0 | 0 | 0 | 0 | 0 | 0 | 0 | 0 | 0 | 0 | 0 | 0 | 0 | 0 | 0 | 0 | 0 | 0 | 0 | 0 | 0
Non-energy use industry/transformation/energy | 0 | 0 | 0 | 0 | 0 | 0 | 0 | 0 | 0 | 0 | 0 | 0 | 0 | 0 | 0 | 0 | 0 | 0 | 0 | 0 | 0 | 0 | 0 | 0 | 0 | 0 | 0 | 0 | 0 | 0 | 0 | 0 | 0 | 0 | 0 | 0 | 0 | 0 | 0 | 0 | 0 | 0 | 0 | 0 | 0 | 0 | 0 | 0 | 0 | 0 | 0 | 0 | 0 | 0 | 0 | 0 | 0 | 0 | 0 | 0 | 0 | 0 | 0 | 0 | 0
Memo: Feedstock use in petrochemical industry | 0 | 0 | 0 | 0 | 0 | 0 | 0 | 0 | 0 | 0 | 0 | 0 | 0 | 0 | 0 | 0 | 0 | 0 | 0 | 0 | 0 | 0 | 0 | 0 | 0 | 0 | 0 | 0 | 0 | 0 | 0 | 0 | 0 | 0 | 0 | 0 | 0 | 0 | 0 | 0 | 0 | 0 | 0 | 0 | 0 | 0 | 0 | 0 | 0 | 0 | 0 | 0 | 0 | 0 | 0 | 0 | 0 | 0 | 0 | 0 | 0 | 0 | 0 | 0 | 0
Non-energy use in transport | 0 | 0 | 0 | 0 | 0 | 0 | 0 | 0 | 0 | 0 | 0 | 0 | 0 | 0 | 0 | 0 | 0 | 0 | 0 | 0 | 0 | 0 | 0 | 0 | 0 | 0 | 0 | 0 | 0 | 0 | 0 | 0 | 0 | 0 | 0 | 0 | 0 | 0 | 0 | 0 | 0 | 0 | 0 | 0 | 0 | 0 | 0 | 0 | 0 | 0 | 0 | 0 | 0 | 0 | 0 | 0 | 0 | 0 | 0 | 0 | 0 | 0 | 0 | 0 | 0
Non-energy use in other | 0 | 0 | 0 | 0 | 0 | 0 | 0 | 0 | 0 | 0 | 0 | 0 | 0 | 0 | 0 | 0 | 0 | 0 | 0 | 0 | 0 | 0 | 0 | 0 | 0 | 0 | 0 | 0 | 0 | 0 | 0 | 0 | 0 | 0 | 0 | 0 | 0 | 0 | 0 | 0 | 0 | 0 | 0 | 0 | 0 | 0 | 0 | 0 | 0 | 0 | 0 | 0 | 0 | 0 | 0 | 0 | 0 | 0 | 0 | 0 | 0 | 0 | 0 | 0 | 0
Electricity output (GWh) | 0 | 0 | 0 | 0 | 0 | 0 | 0 | 0 | 0 | 0 | 0 | 0 | 0 | 0 | 0 | 0 | 0 | 0 | 0 | 0 | 0 | 0 | 0 | 0 | 0 | 0 | 0 | 0 | 0 | 0 | 0 | 0 | 0 | 0 | 0 | 0 | 0 | 0 | 0 | 0 | 0 | 0 | 0 | 0 | 0 | 0 | 0 | 0 | 0 | 0 | 0 | 0 | 0 | 0 | 0 | 0 | 0 | 0 | 0 | 0 | 0 | 0 | 0 | 0 | 0
Electricity output (GWh)-main activity producer electricity plants | 0 | 0 | 0 | 0 | 0 | 0 | 0 | 0 | 0 | 0 | 0 | 0 | 0 | 0 | 0 | 0 | 0 | 0 | 0 | 0 | 0 | 0 | 0 | 0 | 0 | 0 | 0 | 0 | 0 | 0 | 0 | 0 | 0 | 0 | 0 | 0 | 0 | 0 | 0 | 0 | 0 | 0 | 0 | 0 | 0 | 0 | 0 | 0 | 0 | 0 | 0 | 0 | 0 | 0 | 0 | 0 | 0 | 0 | 0 | 0 | 0 | 0 | 0 | 0 | 0
Electricity output (GWh)-autoproducer electricity plants | 0 | 0 | 0 | 0 | 0 | 0 | 0 | 0 | 0 | 0 | 0 | 0 | 0 | 0 | 0 | 0 | 0 | 0 | 0 | 0 | 0 | 0 | 0 | 0 | 0 | 0 | 0 | 0 | 0 | 0 | 0 | 0 | 0 | 0 | 0 | 0 | 0 | 0 | 0 | 0 | 0 | 0 | 0 | 0 | 0 | 0 | 0 | 0 | 0 | 0 | 0 | 0 | 0 | 0 | 0 | 0 | 0 | 0 | 0 | 0 | 0 | 0 | 0 | 0 | 0
Electricity output (GWh)-main activity producer CHP plants | 0 | 0 | 0 | 0 | 0 | 0 | 0 | 0 | 0 | 0 | 0 | 0 | 0 | 0 | 0 | 0 | 0 | 0 | 0 | 0 | 0 | 0 | 0 | 0 | 0 | 0 | 0 | 0 | 0 | 0 | 0 | 0 | 0 | 0 | 0 | 0 | 0 | 0 | 0 | 0 | 0 | 0 | 0 | 0 | 0 | 0 | 0 | 0 | 0 | 0 | 0 | 0 | 0 | 0 | 0 | 0 | 0 | 0 | 0 | 0 | 0 | 0 | 0 | 0 | 0
Electricity output (GWh)-autoproducer CHP plants | 0 | 0 | 0 | 0 | 0 | 0 | 0 | 0 | 0 | 0 | 0 | 0 | 0 | 0 | 0 | 0 | 0 | 0 | 0 | 0 | 0 | 0 | 0 | 0 | 0 | 0 | 0 | 0 | 0 | 0 | 0 | 0 | 0 | 0 | 0 | 0 | 0 | 0 | 0 | 0 | 0 | 0 | 0 | 0 | 0 | 0 | 0 | 0 | 0 | 0 | 0 | 0 | 0 | 0 | 0 | 0 | 0 | 0 | 0 | 0 | 0 | 0 | 0 | 0 | 0
Heat output | 0 | 0 | 0 | 0 | 0 | 0 | 0 | 0 | 0 | 0 | 0 | 0 | 0 | 0 | 0 | 0 | 0 | 0 | 0 | 0 | 0 | 0 | 0 | 0 | 0 | 0 | 0 | 0 | 0 | 0 | 0 | 0 | 0 | 0 | 0 | 0 | 0 | 0 | 0 | 0 | 0 | 0 | 0 | 0 | 0 | 0 | 0 | 0 | 0 | 0 | 0 | 0 | 0 | 0 | 0 | 0 | 0 | 0 | 0 | 0 | 0 | 0 | 0 | 0 | 0
Heat output-main activity producer CHP plants | 0 | 0 | 0 | 0 | 0 | 0 | 0 | 0 | 0 | 0 | 0 | 0 | 0 | 0 | 0 | 0 | 0 | 0 | 0 | 0 | 0 | 0 | 0 | 0 | 0 | 0 | 0 | 0 | 0 | 0 | 0 | 0 | 0 | 0 | 0 | 0 | 0 | 0 | 0 | 0 | 0 | 0 | 0 | 0 | 0 | 0 | 0 | 0 | 0 | 0 | 0 | 0 | 0 | 0 | 0 | 0 | 0 | 0 | 0 | 0 | 0 | 0 | 0 | 0 | 0
Heat output-autoproducer CHP plants | 0 | 0 | 0 | 0 | 0 | 0 | 0 | 0 | 0 | 0 | 0 | 0 | 0 | 0 | 0 | 0 | 0 | 0 | 0 | 0 | 0 | 0 | 0 | 0 | 0 | 0 | 0 | 0 | 0 | 0 | 0 | 0 | 0 | 0 | 0 | 0 | 0 | 0 | 0 | 0 | 0 | 0 | 0 | 0 | 0 | 0 | 0 | 0 | 0 | 0 | 0 | 0 | 0 | 0 | 0 | 0 | 0 | 0 | 0 | 0 | 0 | 0 | 0 | 0 | 0
Heat output-main activity producer heat plants | 0 | 0 | 0 | 0 | 0 | 0 | 0 | 0 | 0 | 0 | 0 | 0 | 0 | 0 | 0 | 0 | 0 | 0 | 0 | 0 | 0 | 0 | 0 | 0 | 0 | 0 | 0 | 0 | 0 | 0 | 0 | 0 | 0 | 0 | 0 | 0 | 0 | 0 | 0 | 0 | 0 | 0 | 0 | 0 | 0 | 0 | 0 | 0 | 0 | 0 | 0 | 0 | 0 | 0 | 0 | 0 | 0 | 0 | 0 | 0 | 0 | 0 | 0 | 0 | 0
Heat output-autoproducer heat plants | 0 | 0 | 0 | 0 | 0 | 0 | 0 | 0 | 0 | 0 | 0 | 0 | 0 | 0 | 0 | 0 | 0 | 0 | 0 | 0 | 0 | 0 | 0 | 0 | 0 | 0 | 0 | 0 | 0 | 0 | 0 | 0 | 0 | 0 | 0 | 0 | 0 | 0 | 0 | 0 | 0 | 0 | 0 | 0 | 0 | 0 | 0 | 0 | 0 | 0 | 0 | 0 | 0 | 0 | 0 | 0 | 0 | 0 | 0 | 0 | 0 | 0 | 0 | 0 | 0

## csv_ce_production_table_1
central_electricity_production_step_1
key | demand | full_load_hours
agriculture_chp_engine_network_gas | #DIV/0! | 0
agriculture_chp_engine_biogas | #DIV/0! | 0
agriculture_chp_supercritical_wood_pellets | #DIV/0! | 0
households_collective_chp_network_gas | #DIV/0! | 0
households_collective_chp_biogas | #DIV/0! | 0
households_collective_chp_wood_pellets | #DIV/0! | 0
buildings_collective_chp_network_gas | #DIV/0! | 0
buildings_chp_engine_biogas | #DIV/0! | 0
buildings_collective_chp_wood_pellets | #DIV/0! | 0
industry_chp_turbine_gas_power_fuelmix | #DIV/0! | 0
industry_chp_engine_gas_power_fuelmix | #DIV/0! | 0
industry_chp_combined_cycle_gas_power_fuelmix | #DIV/0! | 0
industry_chp_ultra_supercritical_coal | #DIV/0! | 0
energy_chp_combined_cycle_network_gas | #DIV/0! | 0
energy_chp_ultra_supercritical_cofiring_coal | #DIV/0! | 0
energy_chp_ultra_supercritical_coal | #DIV/0! | 0
energy_chp_ultra_supercritical_lignite | #DIV/0! | 0
energy_chp_supercritical_waste_mix | #DIV/0! | 0

## csv_energy_mixer_for_gas_cs
energy_mixer_for_gas_power_fuel_efficiency
key | share
input.bio_oil | #DIV/0!
input.crude_oil | #DIV/0!
input.network_gas | #DIV/0!